## Equipment SCS 11-24-14
Table A-1. 11-24-14 Daily Construction Emissions, Construction Heavy Equipment Use, Salt Creek Substation
|  |  |  | Emission Factors | [11 empty] | Emissions
Equipment/Phase | FUEL | HP | Load Factor | ROG (lb/hr) | CO (lb/hr) | NOX (lb/hr) | SOX (lb/hr) | PM10 (lb/hr) | PM2.5 (lb/hr) | CO2 (lb/hr) | CH4 (lb/hr) | N2O (lb/hr) | No of Equipment | Hrs Per Day | Days in Service | ROG lbs/day | CO lbs/day | NOX lbs/day | SOX lbs/day | PM10 lbs/day | PM2.5 lbs/day | CO2 lbs/day | CH4 lbs/day | N2O lbs/day
Construction Inspection
Salt Creek Substation - General Construction
Air Compressor | DIESEL | 78 | 0.48 | 0.075776 | 0.3054 | 0.38971 | 0.00055075 | 0.024762 | 0.022038 | 46.9502 | 0.0068372 | 0.037023 | 1 | 8 | 125 | 0.60621 | 2.4432 | 3.1177 | 0.004406 | 0.1981 | 0.1763 | 375.6018 | 0.054697 | 0.29618
Mechanic Truck | DIESEL | 175 |  | 0.13256 | 0.37614 | 1.1048 | 0.0018739 | 0.03685 | 0.032796 | 166.5454 | 0.011961 | 0.10496 | 1 | 9 | 125 | 1.193 | 3.3853 | 9.9433 | 0.016865 | 0.33165 | 0.29517 | 1498.9088 | 0.10765 | 0.94461
Generator | DIESEL | 5 | 0.74 | 0.075776 | 0.048942 | 0.043395 | 0.00015884 | 0.0048942 | 0.0043558 | 10.2077 | 0.0012796 | 0.0041225 | 1 | 3 | 125 | 0.22733 | 0.14683 | 0.13019 | 0.00047652 | 0.014683 | 0.013067 | 30.623 | 0.0038388 | 0.012368
Subtotal | [15 empty] | 2.0266 | 5.9753 | 13.1912 | 0.021748 | 0.54442 | 0.48454 | 1905.1336 | 0.16618 | 1.2532
Salt Creek Substation - Substation General Construction
Air Compressor | DIESEL | 78 | 0.48 | 0.075776 | 0.3054 | 0.38971 | 0.00055075 | 0.024762 | 0.022038 | 46.9502 | 0.0068372 | 0.037023 | 1 | 6 | 280 | 0.45466 | 1.8324 | 2.3383 | 0.0033045 | 0.14857 | 0.13223 | 281.7014 | 0.041023 | 0.22214
Mechanic Truck | DIESEL | 175 |  | 0.13256 | 0.37614 | 1.1048 | 0.0018739 | 0.03685 | 0.032796 | 166.5454 | 0.011961 | 0.10496 | 1 | 2 | 280 | 0.26512 | 0.75228 | 2.2096 | 0.0037478 | 0.073699 | 0.065592 | 333.0908 | 0.023921 | 0.20991
Subtotal | [15 empty] | 0.71978 | 2.5847 | 4.5479 | 0.0070523 | 0.22227 | 0.19782 | 614.7922 | 0.064944 | 0.43205
Salt Creek Substation Site Access and Grading
Bulldozer | DIESEL | 358 | 0.4 | 0.30715 | 0.82081 | 1.2776 | 0.0025998 | 0.047354 | 0.042146 | 264.8725 | 0.027714 | 0.12137 | 1 | 8 | 75 | 2.4572 | 6.5665 | 10.221 | 0.020798 | 0.37884 | 0.33716 | 2118.9798 | 0.22171 | 0.97099
Road Grader/Blade | DIESEL | 162 | 0.41 | 0.1386 | 0.54179 | 0.60233 | 0.0013943 | 0.032214 | 0.028671 | 123.9215 | 0.012505 | 0.057222 | 1 | 8 | 75 | 1.1088 | 4.3343 | 4.8187 | 0.011155 | 0.25771 | 0.22937 | 991.372 | 0.10004 | 0.45777
Compactor | DIESEL | 84 | 0.38 | 0.0921 | 0.26037 | 0.33225 | 0.00069197 | 0.021111 | 0.018789 | 58.9887 | 0.0083101 | 0.031564 | 1 | 8 | 75 | 0.7368 | 2.083 | 2.658 | 0.0055357 | 0.16889 | 0.15031 | 471.91 | 0.066481 | 0.25251
Backhoe, loader, skid steer | DIESEL | 37 | 0.37 | 0.044311 | 0.12374 | 0.16056 | 0.0003299 | 0.013581 | 0.012087 | 25.5192 | 0.0039981 | 0.015253 | 1 | 8 | 75 | 0.35448 | 0.98993 | 1.2845 | 0.0026392 | 0.10865 | 0.096699 | 204.1533 | 0.031985 | 0.12203
Water Truck | DIESEL | 175 |  | 0.13256 | 0.37614 | 1.1048 | 0.0018739 | 0.03685 | 0.032796 | 166.5454 | 0.011961 | 0.10496 | 2 | 8 | 75 | 2.1209 | 6.0182 | 17.677 | 0.029983 | 0.58959 | 0.52474 | 2664.7267 | 0.19137 | 1.6793
Street Sweeper | DIESEL | 88 |  | 0.099146 | 0.50984 | 0.6481 | 0.00088026 | 0.054279 | 0.048308 | 75.0401 | 0.0089458 | 0.06157 | 1 | 8 | 30 | 0.79317 | 4.0787 | 5.1848 | 0.0070421 | 0.43423 | 0.38647 | 600.321 | 0.071566 | 0.49256
Dump/Haul Truck | DIESEL | 381 |  | 0.20654 | 0.37614 | 1.1048 | 0.002673 | 0.03685 | 0.032796 | 272.334 | 0.018636 | 0.10496 | 12 | 2 | 30 | 4.957 | 9.0273 | 26.5155 | 0.064153 | 0.88439 | 0.78711 | 6536.0152 | 0.44727 | 2.519
Subtotal | [15 empty] | 12.5284 | 33.098 | 68.3595 | 0.14131 | 2.8223 | 2.5119 | 13587.4778 | 1.1304 | 6.4942
Salt Creek Substation Storm Drain System and Erosion Control
Loader | DIESEL | 87 | 0.37 | 0.090176 | 0.26257 | 0.33506 | 0.00069109 | 0.02129 | 0.018948 | 58.9135 | 0.0081364 | 0.031831 | 1 | 8 | 40 | 0.72141 | 2.1006 | 2.6805 | 0.0055287 | 0.17032 | 0.15158 | 471.308 | 0.065091 | 0.25465
Compactor | DIESEL | 84 | 0.38 | 0.0921 | 0.26037 | 0.33225 | 0.00069197 | 0.021111 | 0.018789 | 58.9887 | 0.0083101 | 0.031564 | 1 | 8 | 75 | 0.7368 | 2.083 | 2.658 | 0.0055357 | 0.16889 | 0.15031 | 471.91 | 0.066481 | 0.25251
Water Truck | DIESEL | 175 |  | 0.13256 | 0.37614 | 1.1048 | 0.0018739 | 0.03685 | 0.032796 | 166.5454 | 0.011961 | 0.10496 | 1 | 8 | 40 | 1.0605 | 3.0091 | 8.8385 | 0.014991 | 0.2948 | 0.26237 | 1332.3634 | 0.095685 | 0.83966
Excavator | DIESEL | 157 | 0.38 | 0.11338 | 0.48664 | 0.54103 | 0.0012627 | 0.028936 | 0.025753 | 112.2216 | 0.01023 | 0.051398 | 1 | 8 | 40 | 0.90703 | 3.8932 | 4.3282 | 0.010101 | 0.23149 | 0.20602 | 897.7725 | 0.08184 | 0.41118
Subtotal | [15 empty] | 3.4257 | 11.0858 | 18.5053 | 0.036157 | 0.86549 | 0.77028 | 3173.3539 | 0.3091 | 1.758
Salt Creek Substation CMU Wall
Fork Lift | DIESEL | 83 | 0.4 | 0.087683 | 0.27081 | 0.34558 | 0.00073257 | 0.021958 | 0.019542 | 62.4498 | 0.0079115 | 0.03283 | 2 | 2 | 264 | 0.35073 | 1.0832 | 1.3823 | 0.0029303 | 0.087831 | 0.078169 | 249.7993 | 0.031646 | 0.13132
Trencher/Ditch Witch | DIESEL | 69 | 0.5 | 0.1212 | 0.28142 | 0.40463 | 0.00076125 | 0.022817 | 0.020308 | 64.8951 | 0.010936 | 0.03844 | 1 | 6 | 176 | 0.72721 | 1.6885 | 2.4278 | 0.0045675 | 0.1369 | 0.12185 | 389.3709 | 0.065615 | 0.23064
Water Truck | DIESEL | 175 |  | 0.13256 | 0.37614 | 1.1048 | 0.0018739 | 0.03685 | 0.032796 | 166.5454 | 0.011961 | 0.10496 | 1 | 3 | 40 | 0.39768 | 1.1284 | 3.3144 | 0.0056218 | 0.11055 | 0.098388 | 499.6363 | 0.035882 | 0.31487
Excavator/Drill | DIESEL | 157 | 0.38 | 0.11338 | 0.48664 | 0.54103 | 0.0012627 | 0.028936 | 0.025753 | 112.2216 | 0.01023 | 0.051398 | 1 | 6 | 15 | 0.68027 | 2.9199 | 3.2462 | 0.0075761 | 0.17361 | 0.15452 | 673.3294 | 0.06138 | 0.30839
Subtotal | [15 empty] | 2.1559 | 6.82 | 10.3707 | 0.020696 | 0.5089 | 0.45292 | 1812.1358 | 0.19452 | 0.98522
Simultaneous Construction Equipment | [15 empty] | 20.8564 | 59.5637 | 114.9746 | 0.22696 | 4.9634 | 4.4174 | 21092.8933 | 1.8652 | 10.9226

## Construction Truck SCS 11-24-14
Table A-2. 11-24-14 Daily Construction Emissions, Construction Truck Trips, Salt Creek Substation
Vehicle | Vehicle Class | Peak No. of Trucks per day | Total No. of Trucks | Speed | VMT | CO | NOX | ROG | SOx | PM10 |  |  | PM2.5 |  |  | CO2 | CH4 | N2O | Emissions, lbs/day
|  |  |  | (mph) | (mi/vehicle-day) | Running Exhaust (g/mi) | Running Exhaust (g/mi) | Running Exhaust (g/mi) | Running Exhaust (g/mi) | Running Exhaust (g/mi) | Tire Wear (g/mi) | Brake Wear (g/mi) | Running Exhaust (g/mi) | Tire Wear (g/mi) | Brake Wear (g/mi) | Running Exhaust (g/mi) | Running Exhaust (g/mi) | Running Exhaust (g/mi) | CO | NOx | VOCs | SOx | PM10 | PM2.5 | Paved Road Fugitive Dust PM10 | Paved Road Fugitive Dust PM2.5 | CO2 | CH4 | N2O
Salt Creek Substation - General Construction
Foreman Pick-Up | Light Duty Truck 1, Diesel | 3 |  | 15 | 60 | 0.27174 | 0.61008 | 0.051754 | 0.0031861 | 0.040573 | 0.008 | 0.03675 | 0.037327 | 0.002 | 0.01575 | 295.2811 | 0.016873 | 0.0075639 | 0.10783 | 0.2421 | 0.020538 | 0.0012644 | 0.033859 | 0.021856 | 0.017662 | 0.0037091 | 117.1776 | 0.0066959 | 0.0030016
Delivery Trucks | Heavy Duty Truck, Diesel | 1 |  | 35 | 80 | 1.1196 | 7.828 | 0.29673 | 0.010712 | 0.22469 | 0.036 | 0.06174 | 0.20672 | 0.003 | 0.05586 | 1111.5493 | 0.063517 | 0.028473 | 0.19746 | 1.3806 | 0.052334 | 0.0018893 | 0.056868 | 0.04684 | 0.0078498 | 0.0016485 | 196.0448 | 0.011203 | 0.0050219
Subtotal | [18 empty] | 0.30529 | 1.6227 | 0.072872 | 0.0031536 | 0.090726 | 0.068696 | 0.025512 | 0.0053575 | 313.2224 | 0.017898 | 0.0080235
Substation General Construction
Foreman Pick-Up | Light Duty Truck 1, Diesel | 3 |  | 15 | 60 | 0.27174 | 0.61008 | 0.051754 | 0.0031861 | 0.040573 | 0.008 | 0.03675 | 0.037327 | 0.002 | 0.01575 | 295.2811 | 0.016873 | 0.0075639 | 0.10783 | 0.2421 | 0.020538 | 0.0012644 | 0.033859 | 0.021856 | 0.017662 | 0.0037091 | 117.1776 | 0.0066959 | 0.0030016
Delivery Trucks | Heavy Duty Truck, Diesel | 1 |  | 35 | 80 | 1.1196 | 7.828 | 0.29673 | 0.010712 | 0.22469 | 0.036 | 0.06174 | 0.20672 | 0.003 | 0.05586 | 1111.5493 | 0.063517 | 0.028473 | 0.19746 | 1.3806 | 0.052334 | 0.0018893 | 0.056868 | 0.04684 | 0.0078498 | 0.0016485 | 196.0448 | 0.011203 | 0.0050219
Subtotal | [18 empty] | 0.30529 | 1.6227 | 0.072872 | 0.0031536 | 0.090726 | 0.068696 | 0.025512 | 0.0053575 | 313.2224 | 0.017898 | 0.0080235
Site and Access Road Grading
Pickup Truck | Light Duty Truck 1, Diesel | 12 |  | 15 | 60 | 0.27174 | 0.61008 | 0.051754 | 0.0031861 | 0.040573 | 0.008 | 0.03675 | 0.037327 | 0.002 | 0.01575 | 295.2811 | 0.016873 | 0.0075639 | 0.43134 | 0.96841 | 0.08215 | 0.0050575 | 0.13544 | 0.087425 | 0 | 0 | 468.7104 | 0.026784 | 0.012006
Dump/Haul Trucks | Heavy Duty Truck, Diesel | 80 |  | 35 | 80 | 1.1196 | 7.828 | 0.29673 | 0.010712 | 0.22469 | 0.036 | 0.06174 | 0.20672 | 0.003 | 0.05586 | 1111.5493 | 0.063517 | 0.028473 | 15.7967 | 110.4508 | 4.1867 | 0.15114 | 4.5494 | 3.7472 | 0.62799 | 0.13188 | 15683.5807 | 0.89621 | 0.40175
Subtotal | [18 empty] | 16.228 | 111.4192 | 4.2689 | 0.1562 | 4.6848 | 3.8346 | 0.62799 | 0.13188 | 16152.2912 | 0.92299 | 0.41376
Storm Drain System and Erosion Control
Pickup Truck | Light Duty Truck 1, Diesel | 10 |  | 15 | 60 | 0.27174 | 0.61008 | 0.051754 | 0.0031861 | 0.040573 | 0.008 | 0.03675 | 0.037327 | 0.002 | 0.01575 | 295.2811 | 0.016873 | 0.0075639 | 0.35945 | 0.80701 | 0.068459 | 0.0042146 | 0.11286 | 0.072854 | 0.058874 | 0.012364 | 390.592 | 0.02232 | 0.010005
Subtotal | [18 empty] | 0.35945 | 0.80701 | 0.068459 | 0.0042146 | 0.11286 | 0.072854 | 0.058874 | 0.012364 | 390.592 | 0.02232 | 0.010005
Substation CMU Wall
Pickup Truck | Light Duty Truck 1, Diesel | 6 |  | 15 | 60 | 0.27174 | 0.61008 | 0.051754 | 0.0031861 | 0.040573 | 0.008 | 0.03675 | 0.037327 | 0.002 | 0.01575 | 295.2811 | 0.016873 | 0.0075639 | 0.21567 | 0.4842 | 0.041075 | 0.0025287 | 0.067718 | 0.043713 | 0.035324 | 0.0074181 | 234.3552 | 0.013392 | 0.0060032
Subtotal | [18 empty] | 0.21567 | 0.4842 | 0.041075 | 0.0025287 | 0.067718 | 0.043713 | 0.035324 | 0.0074181 | 234.3552 | 0.013392 | 0.0060032
Simultaneous Construction Trucks | [18 empty] | 17.4137 | 115.9559 | 4.5242 | 0.16925 | 5.0469 | 4.0886 | 0.77321 | 0.16237 | 17403.6831 | 0.9945 | 0.44581
2012 Emission Factors from EMFAC2007, average temp 60F; SCAB
Paved Road Fugitive Dust
EPA's AP-42, Section 13.2.1, November 2006
E = k(sL/2)^0.65 x (W/3)^1.5 - C
For LDT assume 2 tons/vehicle, MDT assume 13 tons/vehicle, HDT assume 20 tons/vehicle
Assume silt loading for 10,000 ADT roadways = 0.03 g/m3
Assume k = 0.016 PM10
Assume 6 miles in addition for track-out for PM10
Emission Factors
PM10, LDT | 9.8123e-05
PM10, MDT | 0.0089448
PM10, HDT | 0.017496

## WorkerTrips SCS 11-24-14
Table A-3. 11-24-14 Daily Construction Emissions, Worker Trips, Salt Creek Substation
Construction Phase | Vehicle Class | No. of Daily Workers | Speed | VMT | CO |  | NOX |  | ROG | [5 empty] | SOx |  | PM10 |  |  |  | PM2.5 |  |  |  | CO2 |  | CH4 |  | N2O
|  | Per Construction Phase | (mph) | (mi/vehicle-day) | Running Exhaust (g/mi) | Start-Up (g/vehicle-day) | Running Exhaust (g/mi) | Start-Up (g/vehicle-day) | Running Exhaust (g/mi) | Start-Up (g/vehicle-day) | Hot-Soak (g/vehicle-day) | Resting Loss (g/vehicle-day) | Running Evaporative (g/mi) | Diurnal Evaporative (g/vehicle-day) | Running Exhaust (g/mi) | Start-Up (g/vehicle-day) | Running Exhaust (g/mi) | Start-Up (g/vehicle-day) | Tire Wear (g/mi) | Brake Wear (g/mi) | Running Exhaust (g/mi) | Start-Up (g/vehicle-day) | Tire Wear (g/mi) | Brake Wear (g/mi) | Running Exhaust (g/mi) | Start-Up (g/vehicle-day) | Running Exhaust (g/mi) | Start-Up (g/vehicle-day) | Running Exhaust (g/mi) | Start-Up (g/vehicle-day)
General Construction | Light-Duty Truck, catalyst | 3 | 35 | 80 | 3.0975 | 38.1469 | 0.30128 | 2.2362 | 0.094167 | 3.0314 | 1.8763 | 0.79644 | 0.20051 | 1.0787 | 0.0040478 | 0.0058408 | 0.0043705 | 0.03404 | 0.008 | 0.03675 | 0.0039996 | 0.031111 | 0.002 | 0.01575 | 372.0084 | 488.7328 | 0.0177 | 0.024075 | 0.0326 | 0.010593
Substation General Construction | Light-Duty Truck, catalyst | 3 | 35 | 80 | 3.0975 | 38.1469 | 0.30128 | 2.2362 | 0.094167 | 3.0314 | 1.8763 | 0.79644 | 0.20051 | 1.0787 | 0.0040478 | 0.0058408 | 0.0043705 | 0.03404 | 0.008 | 0.03675 | 0.0039996 | 0.031111 | 0.002 | 0.01575 | 372.0084 | 488.7328 | 0.0177 | 0.024075 | 0.0326 | 0.010593
Site and Access Road Grading | Light-Duty Truck, catalyst | 18 | 35 | 80 | 3.0975 | 38.1469 | 0.30128 | 2.2362 | 0.094167 | 3.0314 | 1.8763 | 0.79644 | 0.20051 | 1.0787 | 0.0040478 | 0.0058408 | 0.0043705 | 0.03404 | 0.008 | 0.03675 | 0.0039996 | 0.031111 | 0.002 | 0.01575 | 372.0084 | 488.7328 | 0.0177 | 0.024075 | 0.0326 | 0.010593
Storm Drain System and Erosion Control | Light-Duty Truck, catalyst | 14 | 35 | 80 | 3.0975 | 38.1469 | 0.30128 | 2.2362 | 0.094167 | 3.0314 | 1.8763 | 0.79644 | 0.20051 | 1.0787 | 0.0040478 | 0.0058408 | 0.0043705 | 0.03404 | 0.008 | 0.03675 | 0.0039996 | 0.031111 | 0.002 | 0.01575 | 372.0084 | 488.7328 | 0.0177 | 0.024075 | 0.0326 | 0.010593
Substation CMU Wall | Light-Duty Truck, catalyst | 8 | 35 | 80 | 3.0975 | 38.1469 | 0.30128 | 2.2362 | 0.094167 | 3.0314 | 1.8763 | 0.79644 | 0.20051 | 1.0787 | 0.0040478 | 0.0058408 | 0.0043705 | 0.03404 | 0.008 | 0.03675 | 0.0039996 | 0.031111 | 0.002 | 0.01575 | 372.0084 | 488.7328 | 0.0177 | 0.024075 | 0.0326 | 0.010593
EMFAC2011 emission factors for 2014
Assume startup after 8 hours
Assume 45 minutes run time total
2009 Emission Factors from EMFAC2007, average temp 60F; South Coast Air Basin | [26 empty] | lbs/mile |  |  |  | #REF! | #REF! | #REF! | #REF! | #REF! | #REF! | #REF! | #REF! | #REF! | #REF! | #REF! | #REF! | #REF! | #REF! | #REF! | #REF! | #REF! | #REF! | #REF! | #REF!
[31 empty] | Emissions, lbs/day | [9 empty] | Total Emissions, tons
[31 empty] | CO | NOx | VOCs | SOx | PM10 | PM2.5 | Paved Road Fugitive Dust PM10 | Paved Road Fugitive Dust PM2.5 | CO2 | CH4 | CO | NOx | VOCs | SOx | PM10 | PM2.5 | Paved Road Fugitive Dust PM10 | Paved Road Fugitive Dust PM2.5 | CO2 | CH4
Paved Road Fugitive Dust | [25 empty] | KCAPCD | Segment | Length
EPA's AP-42, Section 13.2.1, November 2006 | [26 empty] | A | 13.25 |  |  | #REF! | #REF! | #REF! | #REF! | #REF! | #REF! | #REF! | #REF! | #REF! | #REF! | #REF! | #REF! | #REF! | #REF! | #REF! | #REF! | #REF! | #REF! | #REF! | #REF!
E = k(sL/2)^0.65 x (W/3)^1.5 - C | [26 empty] | B | 20.299 |  |  | #REF! | #REF! | #REF! | #REF! | #REF! | #REF! | #REF! | #REF! | #REF! | #REF! | #REF! | #REF! | #REF! | #REF! | #REF! | #REF! | #REF! | #REF! | #REF! | #REF!
For light-duty trucks assume 2 tons/vehicle | [26 empty] | C | 21.68 |  |  | #REF! | #REF! | #REF! | #REF! | #REF! | #REF! | #REF! | #REF! | #REF! | #REF! | #REF! | #REF! | #REF! | #REF! | #REF! | #REF! | #REF! | #REF! | #REF! | #REF!
Assume silt loading for 10,000 ADT roadways = 0.03 g/m3 | [26 empty] | D | 9.3047 |  |  | #REF! | #REF! | #REF! | #REF! | #REF! | #REF! | #REF! | #REF! | #REF! | #REF! | #REF! | #REF! | #REF! | #REF! | #REF! | #REF! | #REF! | #REF! | #REF! | #REF!
Assume k = 0.016 PM10 | [26 empty] | E | 5.0348 |  |  | #REF! | #REF! | #REF! | #REF! | #REF! | #REF! | #REF! | #REF! | #REF! | #REF! | #REF! | #REF! | #REF! | #REF! | #REF! | #REF! | #REF! | #REF! | #REF! | #REF!
Assume 6 miles in addition for track-out for PM10 | [26 empty] | F | 0 |  |  | #REF! | #REF! | #REF! | #REF! | #REF! | #REF! | #REF! | #REF! | #REF! | #REF! | #REF! | #REF! | #REF! | #REF! | #REF! | #REF! | #REF! | #REF! | #REF! | #REF!
Emission Factors | [26 empty] | G | 0 |  |  | #REF! | #REF! | #REF! | #REF! | #REF! | #REF! | #REF! | #REF! | #REF! | #REF! | #REF! | #REF! | #REF! | #REF! | #REF! | #REF! | #REF! | #REF! | #REF! | #REF!
PM10 | 9.8123e-05 | [25 empty] | H | 0 |  |  | #REF! | #REF! | #REF! | #REF! | #REF! | #REF! | #REF! | #REF! | #REF! | #REF! | #REF! | #REF! | #REF! | #REF! | #REF! | #REF! | #REF! | #REF! | #REF! | #REF!
[27 empty] | I | 0 |  |  | #REF! | #REF! | #REF! | #REF! | #REF! | #REF! | #REF! | #REF! | #REF! | #REF! | #REF! | #REF! | #REF! | #REF! | #REF! | #REF! | #REF! | #REF! | #REF! | #REF!
[26 empty] | AVAQMD | Segment | Length
Unpaved Road Fugitive Dust | [26 empty] | A | 0 |  |  | #REF! | #REF! | #REF! | #REF! | #REF! | #REF! | #REF! | #REF! | #REF! | #REF! | #REF! | #REF! | #REF! | #REF! | #REF! | #REF! | #REF! | #REF! | #REF! | #REF!
EPA's AP-42, Section 13.2.2 | [26 empty] | B | 6.201 |  |  | #REF! | #REF! | #REF! | #REF! | #REF! | #REF! | #REF! | #REF! | #REF! | #REF! | #REF! | #REF! | #REF! | #REF! | #REF! | #REF! | #REF! | #REF! | #REF! | #REF!
Industrial Roads | [26 empty] | C | 0 |  |  | #REF! | #REF! | #REF! | #REF! | #REF! | #REF! | #REF! | #REF! | #REF! | #REF! | #REF! | #REF! | #REF! | #REF! | #REF! | #REF! | #REF! | #REF! | #REF! | #REF!
E = k (s/12)^a x (W/3)^b | [26 empty] | D | 9.8038 |  |  | #REF! | #REF! | #REF! | #REF! | #REF! | #REF! | #REF! | #REF! | #REF! | #REF! | #REF! | #REF! | #REF! | #REF! | #REF! | #REF! | #REF! | #REF! | #REF! | #REF!
Assume 61% control efficiency for watering 3 x daily | [26 empty] | E | 7.2452 |  |  | #REF! | #REF! | #REF! | #REF! | #REF! | #REF! | #REF! | #REF! | #REF! | #REF! | #REF! | #REF! | #REF! | #REF! | #REF! | #REF! | #REF! | #REF! | #REF! | #REF!
For light-duty trucks assume 2 tons/vehicle | [26 empty] | F | 3.6 |  |  | #REF! | #REF! | #REF! | #REF! | #REF! | #REF! | #REF! | #REF! | #REF! | #REF! | #REF! | #REF! | #REF! | #REF! | #REF! | #REF! | #REF! | #REF! | #REF! | #REF!
k = 1.5 for PM10, 0.15 for PM2.5 | [26 empty] | G | 6.1984 |  |  | #REF! | #REF! | #REF! | #REF! | #REF! | #REF! | #REF! | #REF! | #REF! | #REF! | #REF! | #REF! | #REF! | #REF! | #REF! | #REF! | #REF! | #REF! | #REF! | #REF!
s = 8.5, a = 0.9, b = 0.45 | [26 empty] | H | 5.1995 |  |  | #REF! | #REF! | #REF! | #REF! | #REF! | #REF! | #REF! | #REF! | #REF! | #REF! | #REF! | #REF! | #REF! | #REF! | #REF! | #REF! | #REF! | #REF! | #REF! | #REF!
Emission Factors | [26 empty] | I | 17.7142 |  |  | #REF! | #REF! | #REF! | #REF! | #REF! | #REF! | #REF! | #REF! | #REF! | #REF! | #REF! | #REF! | #REF! | #REF! | #REF! | #REF! | #REF! | #REF! | #REF! | #REF!
PM10 | 0.35738
PM2.5 | 0.035738 | [24 empty] | SCAQMD | Segment | Length
[27 empty] | A | 0 |  |  | #REF! | #REF! | #REF! | #REF! | #REF! | #REF! | #REF! | #REF! | #REF! | #REF! | #REF! | #REF! | #REF! | #REF! | #REF! | #REF! | #REF! | #REF! | #REF! | #REF!
[27 empty] | B | 0 |  |  | #REF! | #REF! | #REF! | #REF! | #REF! | #REF! | #REF! | #REF! | #REF! | #REF! | #REF! | #REF! | #REF! | #REF! | #REF! | #REF! | #REF! | #REF! | #REF! | #REF!
[27 empty] | C | 0 |  |  | #REF! | #REF! | #REF! | #REF! | #REF! | #REF! | #REF! | #REF! | #REF! | #REF! | #REF! | #REF! | #REF! | #REF! | #REF! | #REF! | #REF! | #REF! | #REF! | #REF!
[27 empty] | D | 16.5416 |  |  | #REF! | #REF! | #REF! | #REF! | #REF! | #REF! | #REF! | #REF! | #REF! | #REF! | #REF! | #REF! | #REF! | #REF! | #REF! | #REF! | #REF! | #REF! | #REF! | #REF!
[27 empty] | E | 0 |  |  | #REF! | #REF! | #REF! | #REF! | #REF! | #REF! | #REF! | #REF! | #REF! | #REF! | #REF! | #REF! | #REF! | #REF! | #REF! | #REF! | #REF! | #REF! | #REF! | #REF!
[27 empty] | F | 0 |  |  | #REF! | #REF! | #REF! | #REF! | #REF! | #REF! | #REF! | #REF! | #REF! | #REF! | #REF! | #REF! | #REF! | #REF! | #REF! | #REF! | #REF! | #REF! | #REF! | #REF!
[27 empty] | G | 14.6016 |  |  | #REF! | #REF! | #REF! | #REF! | #REF! | #REF! | #REF! | #REF! | #REF! | #REF! | #REF! | #REF! | #REF! | #REF! | #REF! | #REF! | #REF! | #REF! | #REF! | #REF!
[27 empty] | H | 14.5705 |  |  | #REF! | #REF! | #REF! | #REF! | #REF! | #REF! | #REF! | #REF! | #REF! | #REF! | #REF! | #REF! | #REF! | #REF! | #REF! | #REF! | #REF! | #REF! | #REF! | #REF!
[27 empty] | I | 14.1458 |  |  | #REF! | #REF! | #REF! | #REF! | #REF! | #REF! | #REF! | #REF! | #REF! | #REF! | #REF! | #REF! | #REF! | #REF! | #REF! | #REF! | #REF! | #REF! | #REF! | #REF!
[26 empty] | Alternative Corridors |  |  |  |  | CO | NOx | ROG | SOx | PM10 | PM2.5 | Paved Road Fugitive Dust PM10 | Paved Road Fugitive Dust PM2.5 | CO2 | CH4 | CO | NOx | VOCs | SOx | PM10 | PM2.5 | Paved Road Fugitive Dust PM10 | Paved Road Fugitive Dust PM2.5 | CO2 | CH4
ACDJK
[26 empty] | KCAPCD |  |  |  |  | #REF! | #REF! | #REF! | #REF! | #REF! | #REF! | #REF! | #REF! | #REF! | #REF! | #REF! | #REF! | #REF! | #REF! | #REF! | #REF! | #REF! | #REF! | #REF! | #REF!
[26 empty] | AVAQMD |  |  |  |  | #REF! | #REF! | #REF! | #REF! | #REF! | #REF! | #REF! | #REF! | #REF! | #REF! | #REF! | #REF! | #REF! | #REF! | #REF! | #REF! | #REF! | #REF! | #REF! | #REF!
[26 empty] | SCAQMD |  |  |  |  | #REF! | #REF! | #REF! | #REF! | #REF! | #REF! | #REF! | #REF! | #REF! | #REF! | #REF! | #REF! | #REF! | #REF! | #REF! | #REF! | #REF! | #REF! | #REF! | #REF!
ACEGK
[26 empty] | KCAPCD |  |  |  |  | #REF! | #REF! | #REF! | #REF! | #REF! | #REF! | #REF! | #REF! | #REF! | #REF! | #REF! | #REF! | #REF! | #REF! | #REF! | #REF! | #REF! | #REF! | #REF! | #REF!
[26 empty] | AVAQMD |  |  |  |  | #REF! | #REF! | #REF! | #REF! | #REF! | #REF! | #REF! | #REF! | #REF! | #REF! | #REF! | #REF! | #REF! | #REF! | #REF! | #REF! | #REF! | #REF! | #REF! | #REF!
[26 empty] | SCAQMD |  |  |  |  | #REF! | #REF! | #REF! | #REF! | #REF! | #REF! | #REF! | #REF! | #REF! | #REF! | #REF! | #REF! | #REF! | #REF! | #REF! | #REF! | #REF! | #REF! | #REF! | #REF!
ACEFHK
[26 empty] | KCAPCD |  |  |  |  | #REF! | #REF! | #REF! | #REF! | #REF! | #REF! | #REF! | #REF! | #REF! | #REF! | #REF! | #REF! | #REF! | #REF! | #REF! | #REF! | #REF! | #REF! | #REF! | #REF!
[26 empty] | AVAQMD |  |  |  |  | #REF! | #REF! | #REF! | #REF! | #REF! | #REF! | #REF! | #REF! | #REF! | #REF! | #REF! | #REF! | #REF! | #REF! | #REF! | #REF! | #REF! | #REF! | #REF! | #REF!
[26 empty] | SCAQMD |  |  |  |  | #REF! | #REF! | #REF! | #REF! | #REF! | #REF! | #REF! | #REF! | #REF! | #REF! | #REF! | #REF! | #REF! | #REF! | #REF! | #REF! | #REF! | #REF! | #REF! | #REF!
ACEFIK
[26 empty] | KCAPCD |  |  |  |  | #REF! | #REF! | #REF! | #REF! | #REF! | #REF! | #REF! | #REF! | #REF! | #REF! | #REF! | #REF! | #REF! | #REF! | #REF! | #REF! | #REF! | #REF! | #REF! | #REF!
[26 empty] | AVAQMD |  |  |  |  | #REF! | #REF! | #REF! | #REF! | #REF! | #REF! | #REF! | #REF! | #REF! | #REF! | #REF! | #REF! | #REF! | #REF! | #REF! | #REF! | #REF! | #REF! | #REF! | #REF!
[26 empty] | SCAQMD |  |  |  |  | #REF! | #REF! | #REF! | #REF! | #REF! | #REF! | #REF! | #REF! | #REF! | #REF! | #REF! | #REF! | #REF! | #REF! | #REF! | #REF! | #REF! | #REF! | #REF! | #REF!
ABGK
[26 empty] | KCAPCD |  |  |  |  | #REF! | #REF! | #REF! | #REF! | #REF! | #REF! | #REF! | #REF! | #REF! | #REF! | #REF! | #REF! | #REF! | #REF! | #REF! | #REF! | #REF! | #REF! | #REF! | #REF!
[26 empty] | AVAQMD |  |  |  |  | #REF! | #REF! | #REF! | #REF! | #REF! | #REF! | #REF! | #REF! | #REF! | #REF! | #REF! | #REF! | #REF! | #REF! | #REF! | #REF! | #REF! | #REF! | #REF! | #REF!
[26 empty] | SCAQMD |  |  |  |  | #REF! | #REF! | #REF! | #REF! | #REF! | #REF! | #REF! | #REF! | #REF! | #REF! | #REF! | #REF! | #REF! | #REF! | #REF! | #REF! | #REF! | #REF! | #REF! | #REF!
ABFHK
[26 empty] | KCAPCD |  |  |  |  | #REF! | #REF! | #REF! | #REF! | #REF! | #REF! | #REF! | #REF! | #REF! | #REF! | #REF! | #REF! | #REF! | #REF! | #REF! | #REF! | #REF! | #REF! | #REF! | #REF!
[26 empty] | AVAQMD |  |  |  |  | #REF! | #REF! | #REF! | #REF! | #REF! | #REF! | #REF! | #REF! | #REF! | #REF! | #REF! | #REF! | #REF! | #REF! | #REF! | #REF! | #REF! | #REF! | #REF! | #REF!
[26 empty] | SCAQMD |  |  |  |  | #REF! | #REF! | #REF! | #REF! | #REF! | #REF! | #REF! | #REF! | #REF! | #REF! | #REF! | #REF! | #REF! | #REF! | #REF! | #REF! | #REF! | #REF! | #REF! | #REF!
ABFIK
[26 empty] | KCAPCD |  |  |  |  | #REF! | #REF! | #REF! | #REF! | #REF! | #REF! | #REF! | #REF! | #REF! | #REF! | #REF! | #REF! | #REF! | #REF! | #REF! | #REF! | #REF! | #REF! | #REF! | #REF!
[26 empty] | AVAQMD |  |  |  |  | #REF! | #REF! | #REF! | #REF! | #REF! | #REF! | #REF! | #REF! | #REF! | #REF! | #REF! | #REF! | #REF! | #REF! | #REF! | #REF! | #REF! | #REF! | #REF! | #REF!
[26 empty] | SCAQMD |  |  |  |  | #REF! | #REF! | #REF! | #REF! | #REF! | #REF! | #REF! | #REF! | #REF! | #REF! | #REF! | #REF! | #REF! | #REF! | #REF! | #REF! | #REF! | #REF! | #REF! | #REF!
Construction Phase | Vehicle Class | No. of Daily Workers | Speed | VMT | Emissions, lbs/day
|  | Per Construction Phase | (mph) | (mi/vehicle-day) | CO | NOx | VOCs | SOx | PM10 | PM2.5 | Paved Road Fugitive Dust PM10 | Paved Road Fugitive Dust PM2.5 | CO2 | CH4 | N2O
General Construction | Light-Duty Truck, catalyst | 3 | 35 | 80 | 1.8912 | 0.1742 | 0.20078 | 0.0021804 | 0.026215 | 0.011714 | 0.025316 | 0.010379 | 200.0666 | 0.0095245 | 0.017319
Substation General Construction | Light-Duty Truck, catalyst | 3 | 35 | 80 | 1.8912 | 0.1742 | 0.20078 | 0.0021804 | 0.026215 | 0.011714 | 0.025316 | 0.010379 | 200.0666 | 0.0095245 | 0.017319
Site and Access Road Grading | Light-Duty Truck, catalyst | 18 | 35 | 80 | 11.3473 | 1.0452 | 1.2047 | 0.013082 | 0.15729 | 0.070282 | 0.15189 | 0.062277 | 1200.3995 | 0.057147 | 0.10391
Storm Drain System and Erosion Control | Light-Duty Truck, catalyst | 14 | 35 | 80 | 8.8257 | 0.81295 | 0.93696 | 0.010175 | 0.12234 | 0.054664 | 0.11814 | 0.048437 | 933.6441 | 0.044448 | 0.080823
Substation CMU Wall | Light-Duty Truck, catalyst | 8 | 35 | 80 | 5.0433 | 0.46454 | 0.53541 | 0.0058144 | 0.069907 | 0.031237 | 0.067509 | 0.027679 | 533.5109 | 0.025399 | 0.046184
Simultaneous Worker Trips |  |  |  |  | 28.9988 | 2.6711 | 3.0786 | 0.033433 | 0.40197 | 0.17961 | 0.38817 | 0.15915 | 3067.6877 | 0.14604 | 0.26556

## Equipment SCS 2014 old (hidden)
Table A-1. 2014 Maximum Daily Construction Emissions, Construction Heavy Equipment Use
|  |  |  | Emission Factors | [11 empty] | Emissions
Equipment/Phase | FUEL | HP | Load Factor | ROG (lb/hr) | CO (lb/hr) | NOX (lb/hr) | SOX (lb/hr) | PM10 (lb/hr) | PM2.5 (lb/hr) | CO2 (lb/hr) | CH4 (lb/hr) | N2O (lb/hr) | No of Equipment | Hrs Per Day | Days in Service | ROG lbs/day | CO lbs/day | NOX lbs/day | SOX lbs/day | PM10 lbs/day | PM2.5 lbs/day | CO2 lbs/day | CH4 lbs/day | N2O lbs/day
Construction Inspection
Salt Creek Substation - General Construction
Air Compressor | DIESEL | 78 | 0.48 | 0.075776 | 0.3054 | 0.38971 | 0.00055075 | 0.024762 | 0.022038 | 46.9502 | 0.0068372 | 0.037023 | 1 | 8 | 125 | 0.60621 | 2.4432 | 3.1177 | 0.004406 | 0.1981 | 0.1763 | 375.6018 | 0.054697 | 0.29618
Mechanic Truck | DIESEL | 175 |  | 0.13256 | 0.37614 | 1.1048 | 0.0018739 | 0.03685 | 0.032796 | 166.5454 | 0.011961 | 0.10496 | 1 | 9 | 125 | 1.193 | 3.3853 | 9.9433 | 0.016865 | 0.33165 | 0.29517 | 1498.9088 | 0.10765 | 0.94461
Generator | DIESEL | 5 | 0.74 | 0.075776 | 0.048942 | 0.043395 | 0.00015884 | 0.0048942 | 0.0043558 | 10.2077 | 0.0012796 | 0.0041225 | 1 | 3 | 125 | 0.22733 | 0.14683 | 0.13019 | 0.00047652 | 0.014683 | 0.013067 | 30.623 | 0.0038388 | 0.012368
Subtotal | [15 empty] | 2.0266 | 5.9753 | 13.1912 | 0.021748 | 0.54442 | 0.48454 | 1905.1336 | 0.16618 | 1.2532
Salt Creek Substation - Substation General Construction
Air Compressor | DIESEL | 78 | 0.48 | 0.075776 | 0.3054 | 0.38971 | 0.00055075 | 0.024762 | 0.022038 | 46.9502 | 0.0068372 | 0.037023 | 1 | 6 | 280 | 0.45466 | 1.8324 | 2.3383 | 0.0033045 | 0.14857 | 0.13223 | 281.7014 | 0.041023 | 0.22214
Mechanic Truck | DIESEL | 175 |  | 0.13256 | 0.37614 | 1.1048 | 0.0018739 | 0.03685 | 0.032796 | 166.5454 | 0.011961 | 0.10496 | 1 | 2 | 280 | 0.26512 | 0.75228 | 2.2096 | 0.0037478 | 0.073699 | 0.065592 | 333.0908 | 0.023921 | 0.20991
Subtotal | [15 empty] | 0.71978 | 2.5847 | 4.5479 | 0.0070523 | 0.22227 | 0.19782 | 614.7922 | 0.064944 | 0.43205
Salt Creek Substation Site Access and Grading
Bulldozer | DIESEL | 358 | 0.4 | 0.30715 | 0.82081 | 1.2776 | 0.0025998 | 0.047354 | 0.042146 | 264.8725 | 0.027714 | 0.12137 | 1 | 8 | 75 | 2.4572 | 6.5665 | 10.221 | 0.020798 | 0.37884 | 0.33716 | 2118.9798 | 0.22171 | 0.97099
Road Grader/Blade | DIESEL | 162 | 0.41 | 0.1386 | 0.54179 | 0.60233 | 0.0013943 | 0.032214 | 0.028671 | 123.9215 | 0.012505 | 0.057222 | 1 | 8 | 75 | 1.1088 | 4.3343 | 4.8187 | 0.011155 | 0.25771 | 0.22937 | 991.372 | 0.10004 | 0.45777
Compactor | DIESEL | 84 | 0.38 | 0.0921 | 0.26037 | 0.33225 | 0.00069197 | 0.021111 | 0.018789 | 58.9887 | 0.0083101 | 0.031564 | 1 | 8 | 75 | 0.7368 | 2.083 | 2.658 | 0.0055357 | 0.16889 | 0.15031 | 471.91 | 0.066481 | 0.25251
Backhoe, loader, skid steer | DIESEL | 37 | 0.37 | 0.044311 | 0.12374 | 0.16056 | 0.0003299 | 0.013581 | 0.012087 | 25.5192 | 0.0039981 | 0.015253 | 1 | 8 | 75 | 0.35448 | 0.98993 | 1.2845 | 0.0026392 | 0.10865 | 0.096699 | 204.1533 | 0.031985 | 0.12203
Water Truck | DIESEL | 175 |  | 0.13256 | 0.37614 | 1.1048 | 0.0018739 | 0.03685 | 0.032796 | 166.5454 | 0.011961 | 0.10496 | 2 | 8 | 75 | 2.1209 | 6.0182 | 17.677 | 0.029983 | 0.58959 | 0.52474 | 2664.7267 | 0.19137 | 1.6793
Street Sweeper | DIESEL | 88 |  | 0.099146 | 0.50984 | 0.6481 | 0.00088026 | 0.054279 | 0.048308 | 75.0401 | 0.0089458 | 0.06157 | 1 | 8 | 30 | 0.79317 | 4.0787 | 5.1848 | 0.0070421 | 0.43423 | 0.38647 | 600.321 | 0.071566 | 0.49256
Dump/Haul Truck | DIESEL | 381 |  | 0.20654 | 0.37614 | 1.1048 | 0.002673 | 0.03685 | 0.032796 | 272.334 | 0.018636 | 0.10496 | 12 | 2 | 30 | 4.957 | 9.0273 | 26.5155 | 0.064153 | 0.88439 | 0.78711 | 6536.0152 | 0.44727 | 2.519
Subtotal | [15 empty] | 12.5284 | 33.098 | 68.3595 | 0.14131 | 2.8223 | 2.5119 | 13587.4778 | 1.1304 | 6.4942
Salt Creek Substation Storm Drain System and Erosion Control
Loader | DIESEL | 87 | 0.37 | 0.090176 | 0.26257 | 0.33506 | 0.00069109 | 0.02129 | 0.018948 | 58.9135 | 0.0081364 | 0.031831 | 1 | 8 | 40 | 0.72141 | 2.1006 | 2.6805 | 0.0055287 | 0.17032 | 0.15158 | 471.308 | 0.065091 | 0.25465
Water Truck | DIESEL | 175 |  | 0.13256 | 0.37614 | 1.1048 | 0.0018739 | 0.03685 | 0.032796 | 166.5454 | 0.011961 | 0.10496 | 1 | 8 | 40 | 1.0605 | 3.0091 | 8.8385 | 0.014991 | 0.2948 | 0.26237 | 1332.3634 | 0.095685 | 0.83966
Excavator | DIESEL | 157 | 0.38 | 0.11338 | 0.48664 | 0.54103 | 0.0012627 | 0.028936 | 0.025753 | 112.2216 | 0.01023 | 0.051398 | 1 | 8 | 40 | 0.90703 | 3.8932 | 4.3282 | 0.010101 | 0.23149 | 0.20602 | 897.7725 | 0.08184 | 0.41118
Subtotal | [15 empty] | 2.6889 | 9.0029 | 15.8473 | 0.030622 | 0.6966 | 0.61997 | 2701.4439 | 0.24262 | 1.5055
Salt Creek Substation CMU Wall
Fork Lift | DIESEL | 83 | 0.4 | 0.087683 | 0.27081 | 0.34558 | 0.00073257 | 0.021958 | 0.019542 | 62.4498 | 0.0079115 | 0.03283 | 2 | 2 | 264 | 0.35073 | 1.0832 | 1.3823 | 0.0029303 | 0.087831 | 0.078169 | 249.7993 | 0.031646 | 0.13132
Trencher/Ditch Witch | DIESEL | 69 | 0.5 | 0.1212 | 0.28142 | 0.40463 | 0.00076125 | 0.022817 | 0.020308 | 64.8951 | 0.010936 | 0.03844 | 1 | 6 | 176 | 0.72721 | 1.6885 | 2.4278 | 0.0045675 | 0.1369 | 0.12185 | 389.3709 | 0.065615 | 0.23064
Water Truck | DIESEL | 175 |  | 0.13256 | 0.37614 | 1.1048 | 0.0018739 | 0.03685 | 0.032796 | 166.5454 | 0.011961 | 0.10496 | 1 | 3 | 40 | 0.39768 | 1.1284 | 3.3144 | 0.0056218 | 0.11055 | 0.098388 | 499.6363 | 0.035882 | 0.31487
Excavator/Drill | DIESEL | 157 | 0.38 | 0.11338 | 0.48664 | 0.54103 | 0.0012627 | 0.028936 | 0.025753 | 112.2216 | 0.01023 | 0.051398 | 1 | 6 | 15 | 0.68027 | 2.9199 | 3.2462 | 0.0075761 | 0.17361 | 0.15452 | 673.3294 | 0.06138 | 0.30839
Subtotal | [15 empty] | 2.1559 | 6.82 | 10.3707 | 0.020696 | 0.5089 | 0.45292 | 1812.1358 | 0.19452 | 0.98522
Simultaneous Construction Equipment | [15 empty] | 20.1196 | 57.4808 | 112.3166 | 0.22142 | 4.7945 | 4.2671 | 20620.9834 | 1.7987 | 10.6701

## Construction Truck SCS 2014 old (hidden)
Table A-2. 2014 Maximum Daily Construction Emissions, Construction Truck Trips
Vehicle | Vehicle Class | Peak No. of Trucks per day | Speed | VMT | CO | NOX | ROG | SOx | PM10 |  |  | PM2.5 |  |  | CO2 | CH4 | N2O | Emissions, lbs/day
|  |  | (mph) | (mi/vehicle-day) | Running Exhaust (g/mi) | Running Exhaust (g/mi) | Running Exhaust (g/mi) | Running Exhaust (g/mi) | Running Exhaust (g/mi) | Tire Wear (g/mi) | Brake Wear (g/mi) | Running Exhaust (g/mi) | Tire Wear (g/mi) | Brake Wear (g/mi) | Running Exhaust (g/mi) | Running Exhaust (g/mi) | Running Exhaust (g/mi) | CO | NOx | VOCs | SOx | PM10 | PM2.5 | Paved Road Fugitive Dust PM10 | Paved Road Fugitive Dust PM2.5 | CO2 | CH4 | N2O
Salt Creek Substation - General Construction
Foreman Pick-Up | Light Duty Truck 1, Diesel | 3 | 15 | 60 | 0.27174 | 0.61008 | 0.051754 | 0.0031861 | 0.040573 | 0.008 | 0.03675 | 0.037327 | 0.002 | 0.01575 | 295.2811 | 0.016873 | 0.0075639 | 0.10783 | 0.2421 | 0.020538 | 0.0012644 | 0.033859 | 0.021856 | 0.017662 | 0.0037091 | 117.1776 | 0.0066959 | 0.0030016
Delivery Trucks | Heavy Duty Truck, Diesel | 1 | 35 | 80 | 1.1196 | 7.828 | 0.29673 | 0.010712 | 0.22469 | 0.012 | 0.13034 | 0.20672 | 0.003 | 0.05586 | 1111.5493 | 0.063517 | 0.028473 | 0.19746 | 1.3806 | 0.052334 | 0.0018893 | 0.064734 | 0.04684 | 0.0078498 | 0.0016485 | 196.0448 | 0.011203 | 0.0050219
Subtotal | [17 empty] | 0.30529 | 1.6227 | 0.072872 | 0.0031536 | 0.098593 | 0.068696 | 0.025512 | 0.0053575 | 313.2224 | 0.017898 | 0.0080235
Substation General Construction
Foreman Pick-Up | Light Duty Truck 1, Diesel | 3 | 15 | 60 | 0.27174 | 0.61008 | 0.051754 | 0.0031861 | 0.040573 | 0.008 | 0.03675 | 0.037327 | 0.002 | 0.01575 | 295.2811 | 0.016873 | 0.0075639 | 0.10783 | 0.2421 | 0.020538 | 0.0012644 | 0.033859 | 0.021856 | 0.017662 | 0.0037091 | 117.1776 | 0.0066959 | 0.0030016
Delivery Trucks | Heavy Duty Truck, Diesel | 1 | 35 | 80 | 1.1196 | 7.828 | 0.29673 | 0.010712 | 0.22469 | 0.012 | 0.13034 | 0.20672 | 0.003 | 0.05586 | 1111.5493 | 0.063517 | 0.028473 | 0.19746 | 1.3806 | 0.052334 | 0.0018893 | 0.064734 | 0.04684 | 0.0078498 | 0.0016485 | 196.0448 | 0.011203 | 0.0050219
Subtotal | [17 empty] | 0.30529 | 1.6227 | 0.072872 | 0.0031536 | 0.098593 | 0.068696 | 0.025512 | 0.0053575 | 313.2224 | 0.017898 | 0.0080235
Site and Access Road Grading
Pickup Truck | Light Duty Truck 1, Diesel | 12 | 15 | 60 | 0.27174 | 0.61008 | 0.051754 | 0.0031861 | 0.040573 | 0.008 | 0.03675 | 0.037327 | 0.002 | 0.01575 | 295.2811 | 0.016873 | 0.0075639 | 0.43134 | 0.96841 | 0.08215 | 0.0050575 | 0.13544 | 0.087425 | 0 | 0 | 468.7104 | 0.026784 | 0.012006
Dump/Haul Trucks (a) | Heavy Duty Truck, Diesel | 1 | 35 | 6400 | 1.1196 | 7.828 | 0.29673 | 0.010712 | 0.22469 | 0.012 | 0.13034 | 0.20672 | 0.003 | 0.05586 | 1111.5493 | 0.063517 | 0.028473 | 15.7967 | 110.4508 | 4.1867 | 0.15114 | 5.1787 | 3.7472 | 0.62799 | 0.13188 | 15683.5807 | 0.89621 | 0.40175
Subtotal | [17 empty] | 16.228 | 111.4192 | 4.2689 | 0.1562 | 5.3141 | 3.8346 | 0.62799 | 0.13188 | 16152.2912 | 0.92299 | 0.41376
Storm Drain System and Erosion Control
Pickup Truck | Light Duty Truck 1, Diesel | 10 | 15 | 60 | 0.27174 | 0.61008 | 0.051754 | 0.0031861 | 0.040573 | 0.008 | 0.03675 | 0.037327 | 0.002 | 0.01575 | 295.2811 | 0.016873 | 0.0075639 | 0.35945 | 0.80701 | 0.068459 | 0.0042146 | 0.11286 | 0.072854 | 0.058874 | 0.012364 | 390.592 | 0.02232 | 0.010005
Subtotal | [17 empty] | 0.35945 | 0.80701 | 0.068459 | 0.0042146 | 0.11286 | 0.072854 | 0.058874 | 0.012364 | 390.592 | 0.02232 | 0.010005
Substation CMU Wall
Pickup Truck | Light Duty Truck 1, Diesel | 6 | 15 | 60 | 0.27174 | 0.61008 | 0.051754 | 0.0031861 | 0.040573 | 0.008 | 0.03675 | 0.037327 | 0.002 | 0.01575 | 295.2811 | 0.016873 | 0.0075639 | 0.21567 | 0.4842 | 0.041075 | 0.0025287 | 0.067718 | 0.043713 | 0.035324 | 0.0074181 | 234.3552 | 0.013392 | 0.0060032
Subtotal | [17 empty] | 0.21567 | 0.4842 | 0.041075 | 0.0025287 | 0.067718 | 0.043713 | 0.035324 | 0.0074181 | 234.3552 | 0.013392 | 0.0060032
Simultaneous Construction Trucks | [17 empty] | 17.4137 | 115.9559 | 4.5242 | 0.16925 | 5.6919 | 4.0886 | 0.77321 | 0.16237 | 17403.6831 | 0.9945 | 0.44581
(a) Construction trucks would travel a total of 6,400 miles per day, divided among trucks importing fill material to the site.
2012 Emission Factors from EMFAC2007, average temp 60F; SCAB
Paved Road Fugitive Dust
EPA's AP-42, Section 13.2.1, November 2006
E = k(sL/2)^0.65 x (W/3)^1.5 - C
For LDT assume 2 tons/vehicle, MDT assume 13 tons/vehicle, HDT assume 20 tons/vehicle
Assume silt loading for 10,000 ADT roadways = 0.03 g/m3
Assume k = 0.016 PM10
Assume 6 miles in addition for track-out for PM10
Emission Factors
PM10, LDT | 9.8123e-05
PM10, MDT | 0.0089448
PM10, HDT | 0.017496

## WorkerTrips SCS 2014 old (hidden)
Table A-3. 2014 Maximum Daily Construction Emissions, Worker Trips
Construction Phase | Vehicle Class | No. of Daily Workers | Speed | VMT | CO |  | NOX |  | ROG | [5 empty] | SOx |  | PM10 |  |  |  | PM2.5 |  |  |  | CO2 |  | CH4 |  | N2O
|  | Per Construction Phase | (mph) | (mi/vehicle-day) | Running Exhaust (g/mi) | Start-Up (g/vehicle-day) | Running Exhaust (g/mi) | Start-Up (g/vehicle-day) | Running Exhaust (g/mi) | Start-Up (g/vehicle-day) | Hot-Soak (g/vehicle-day) | Resting Loss (g/vehicle-day) | Running Evaporative (g/mi) | Diurnal Evaporative (g/vehicle-day) | Running Exhaust (g/mi) | Start-Up (g/vehicle-day) | Running Exhaust (g/mi) | Start-Up (g/vehicle-day) | Tire Wear (g/mi) | Brake Wear (g/mi) | Running Exhaust (g/mi) | Start-Up (g/vehicle-day) | Tire Wear (g/mi) | Brake Wear (g/mi) | Running Exhaust (g/mi) | Start-Up (g/vehicle-day) | Running Exhaust (g/mi) | Start-Up (g/vehicle-day) | Running Exhaust (g/mi) | Start-Up (g/vehicle-day)
General Construction | Light-Duty Truck, catalyst | 3 | 35 | 80 | 3.0975 | 38.1469 | 0.30128 | 2.2362 | 0.094167 | 3.0314 | 1.8763 | 0.79644 | 0.20051 | 1.0787 | 0.0040478 | 0.0058408 | 0.0043705 | 0.03404 | 0.008 | 0.03675 | 0.0039996 | 0.031111 | 0.002 | 0.01575 | 372.0084 | 488.7328 | 0.0177 | 0.024075 | 0.0326 | 0.010593
Substation General Construction | Light-Duty Truck, catalyst | 3 | 35 | 80 | 3.0975 | 38.1469 | 0.30128 | 2.2362 | 0.094167 | 3.0314 | 1.8763 | 0.79644 | 0.20051 | 1.0787 | 0.0040478 | 0.0058408 | 0.0043705 | 0.03404 | 0.008 | 0.03675 | 0.0039996 | 0.031111 | 0.002 | 0.01575 | 372.0084 | 488.7328 | 0.0177 | 0.024075 | 0.0326 | 0.010593
Site and Access Road Grading | Light-Duty Truck, catalyst | 8 | 35 | 80 | 3.0975 | 38.1469 | 0.30128 | 2.2362 | 0.094167 | 3.0314 | 1.8763 | 0.79644 | 0.20051 | 1.0787 | 0.0040478 | 0.0058408 | 0.0043705 | 0.03404 | 0.008 | 0.03675 | 0.0039996 | 0.031111 | 0.002 | 0.01575 | 372.0084 | 488.7328 | 0.0177 | 0.024075 | 0.0326 | 0.010593
Storm Drain System and Erosion Control | Light-Duty Truck, catalyst | 5 | 35 | 80 | 3.0975 | 38.1469 | 0.30128 | 2.2362 | 0.094167 | 3.0314 | 1.8763 | 0.79644 | 0.20051 | 1.0787 | 0.0040478 | 0.0058408 | 0.0043705 | 0.03404 | 0.008 | 0.03675 | 0.0039996 | 0.031111 | 0.002 | 0.01575 | 372.0084 | 488.7328 | 0.0177 | 0.024075 | 0.0326 | 0.010593
Substation CMU Wall | Light-Duty Truck, catalyst | 8 | 35 | 80 | 3.0975 | 38.1469 | 0.30128 | 2.2362 | 0.094167 | 3.0314 | 1.8763 | 0.79644 | 0.20051 | 1.0787 | 0.0040478 | 0.0058408 | 0.0043705 | 0.03404 | 0.008 | 0.03675 | 0.0039996 | 0.031111 | 0.002 | 0.01575 | 372.0084 | 488.7328 | 0.0177 | 0.024075 | 0.0326 | 0.010593
EMFAC2011 emission factors for 2014
Assume startup after 8 hours
Assume 45 minutes run time total
2009 Emission Factors from EMFAC2007, average temp 60F; South Coast Air Basin | [26 empty] | lbs/mile |  |  |  | #REF! | #REF! | #REF! | #REF! | #REF! | #REF! | #REF! | #REF! | #REF! | #REF! | #REF! | #REF! | #REF! | #REF! | #REF! | #REF! | #REF! | #REF! | #REF! | #REF!
[31 empty] | Emissions, lbs/day | [9 empty] | Total Emissions, tons
[31 empty] | CO | NOx | VOCs | SOx | PM10 | PM2.5 | Paved Road Fugitive Dust PM10 | Paved Road Fugitive Dust PM2.5 | CO2 | CH4 | CO | NOx | VOCs | SOx | PM10 | PM2.5 | Paved Road Fugitive Dust PM10 | Paved Road Fugitive Dust PM2.5 | CO2 | CH4
Paved Road Fugitive Dust | [25 empty] | KCAPCD | Segment | Length
EPA's AP-42, Section 13.2.1, November 2006 | [26 empty] | A | 13.25 |  |  | #REF! | #REF! | #REF! | #REF! | #REF! | #REF! | #REF! | #REF! | #REF! | #REF! | #REF! | #REF! | #REF! | #REF! | #REF! | #REF! | #REF! | #REF! | #REF! | #REF!
E = k(sL/2)^0.65 x (W/3)^1.5 - C | [26 empty] | B | 20.299 |  |  | #REF! | #REF! | #REF! | #REF! | #REF! | #REF! | #REF! | #REF! | #REF! | #REF! | #REF! | #REF! | #REF! | #REF! | #REF! | #REF! | #REF! | #REF! | #REF! | #REF!
For light-duty trucks assume 2 tons/vehicle | [26 empty] | C | 21.68 |  |  | #REF! | #REF! | #REF! | #REF! | #REF! | #REF! | #REF! | #REF! | #REF! | #REF! | #REF! | #REF! | #REF! | #REF! | #REF! | #REF! | #REF! | #REF! | #REF! | #REF!
Assume silt loading for 10,000 ADT roadways = 0.03 g/m3 | [26 empty] | D | 9.3047 |  |  | #REF! | #REF! | #REF! | #REF! | #REF! | #REF! | #REF! | #REF! | #REF! | #REF! | #REF! | #REF! | #REF! | #REF! | #REF! | #REF! | #REF! | #REF! | #REF! | #REF!
Assume k = 0.016 PM10 | [26 empty] | E | 5.0348 |  |  | #REF! | #REF! | #REF! | #REF! | #REF! | #REF! | #REF! | #REF! | #REF! | #REF! | #REF! | #REF! | #REF! | #REF! | #REF! | #REF! | #REF! | #REF! | #REF! | #REF!
Assume 6 miles in addition for track-out for PM10 | [26 empty] | F | 0 |  |  | #REF! | #REF! | #REF! | #REF! | #REF! | #REF! | #REF! | #REF! | #REF! | #REF! | #REF! | #REF! | #REF! | #REF! | #REF! | #REF! | #REF! | #REF! | #REF! | #REF!
Emission Factors | [26 empty] | G | 0 |  |  | #REF! | #REF! | #REF! | #REF! | #REF! | #REF! | #REF! | #REF! | #REF! | #REF! | #REF! | #REF! | #REF! | #REF! | #REF! | #REF! | #REF! | #REF! | #REF! | #REF!
PM10 | 9.8123e-05 | [25 empty] | H | 0 |  |  | #REF! | #REF! | #REF! | #REF! | #REF! | #REF! | #REF! | #REF! | #REF! | #REF! | #REF! | #REF! | #REF! | #REF! | #REF! | #REF! | #REF! | #REF! | #REF! | #REF!
[27 empty] | I | 0 |  |  | #REF! | #REF! | #REF! | #REF! | #REF! | #REF! | #REF! | #REF! | #REF! | #REF! | #REF! | #REF! | #REF! | #REF! | #REF! | #REF! | #REF! | #REF! | #REF! | #REF!
[26 empty] | AVAQMD | Segment | Length
Unpaved Road Fugitive Dust | [26 empty] | A | 0 |  |  | #REF! | #REF! | #REF! | #REF! | #REF! | #REF! | #REF! | #REF! | #REF! | #REF! | #REF! | #REF! | #REF! | #REF! | #REF! | #REF! | #REF! | #REF! | #REF! | #REF!
EPA's AP-42, Section 13.2.2 | [26 empty] | B | 6.201 |  |  | #REF! | #REF! | #REF! | #REF! | #REF! | #REF! | #REF! | #REF! | #REF! | #REF! | #REF! | #REF! | #REF! | #REF! | #REF! | #REF! | #REF! | #REF! | #REF! | #REF!
Industrial Roads | [26 empty] | C | 0 |  |  | #REF! | #REF! | #REF! | #REF! | #REF! | #REF! | #REF! | #REF! | #REF! | #REF! | #REF! | #REF! | #REF! | #REF! | #REF! | #REF! | #REF! | #REF! | #REF! | #REF!
E = k (s/12)^a x (W/3)^b | [26 empty] | D | 9.8038 |  |  | #REF! | #REF! | #REF! | #REF! | #REF! | #REF! | #REF! | #REF! | #REF! | #REF! | #REF! | #REF! | #REF! | #REF! | #REF! | #REF! | #REF! | #REF! | #REF! | #REF!
Assume 61% control efficiency for watering 3 x daily | [26 empty] | E | 7.2452 |  |  | #REF! | #REF! | #REF! | #REF! | #REF! | #REF! | #REF! | #REF! | #REF! | #REF! | #REF! | #REF! | #REF! | #REF! | #REF! | #REF! | #REF! | #REF! | #REF! | #REF!
For light-duty trucks assume 2 tons/vehicle | [26 empty] | F | 3.6 |  |  | #REF! | #REF! | #REF! | #REF! | #REF! | #REF! | #REF! | #REF! | #REF! | #REF! | #REF! | #REF! | #REF! | #REF! | #REF! | #REF! | #REF! | #REF! | #REF! | #REF!
k = 1.5 for PM10, 0.15 for PM2.5 | [26 empty] | G | 6.1984 |  |  | #REF! | #REF! | #REF! | #REF! | #REF! | #REF! | #REF! | #REF! | #REF! | #REF! | #REF! | #REF! | #REF! | #REF! | #REF! | #REF! | #REF! | #REF! | #REF! | #REF!
s = 8.5, a = 0.9, b = 0.45 | [26 empty] | H | 5.1995 |  |  | #REF! | #REF! | #REF! | #REF! | #REF! | #REF! | #REF! | #REF! | #REF! | #REF! | #REF! | #REF! | #REF! | #REF! | #REF! | #REF! | #REF! | #REF! | #REF! | #REF!
Emission Factors | [26 empty] | I | 17.7142 |  |  | #REF! | #REF! | #REF! | #REF! | #REF! | #REF! | #REF! | #REF! | #REF! | #REF! | #REF! | #REF! | #REF! | #REF! | #REF! | #REF! | #REF! | #REF! | #REF! | #REF!
PM10 | 0.35738
PM2.5 | 0.035738 | [24 empty] | SCAQMD | Segment | Length
[27 empty] | A | 0 |  |  | #REF! | #REF! | #REF! | #REF! | #REF! | #REF! | #REF! | #REF! | #REF! | #REF! | #REF! | #REF! | #REF! | #REF! | #REF! | #REF! | #REF! | #REF! | #REF! | #REF!
[27 empty] | B | 0 |  |  | #REF! | #REF! | #REF! | #REF! | #REF! | #REF! | #REF! | #REF! | #REF! | #REF! | #REF! | #REF! | #REF! | #REF! | #REF! | #REF! | #REF! | #REF! | #REF! | #REF!
[27 empty] | C | 0 |  |  | #REF! | #REF! | #REF! | #REF! | #REF! | #REF! | #REF! | #REF! | #REF! | #REF! | #REF! | #REF! | #REF! | #REF! | #REF! | #REF! | #REF! | #REF! | #REF! | #REF!
[27 empty] | D | 16.5416 |  |  | #REF! | #REF! | #REF! | #REF! | #REF! | #REF! | #REF! | #REF! | #REF! | #REF! | #REF! | #REF! | #REF! | #REF! | #REF! | #REF! | #REF! | #REF! | #REF! | #REF!
[27 empty] | E | 0 |  |  | #REF! | #REF! | #REF! | #REF! | #REF! | #REF! | #REF! | #REF! | #REF! | #REF! | #REF! | #REF! | #REF! | #REF! | #REF! | #REF! | #REF! | #REF! | #REF! | #REF!
[27 empty] | F | 0 |  |  | #REF! | #REF! | #REF! | #REF! | #REF! | #REF! | #REF! | #REF! | #REF! | #REF! | #REF! | #REF! | #REF! | #REF! | #REF! | #REF! | #REF! | #REF! | #REF! | #REF!
[27 empty] | G | 14.6016 |  |  | #REF! | #REF! | #REF! | #REF! | #REF! | #REF! | #REF! | #REF! | #REF! | #REF! | #REF! | #REF! | #REF! | #REF! | #REF! | #REF! | #REF! | #REF! | #REF! | #REF!
[27 empty] | H | 14.5705 |  |  | #REF! | #REF! | #REF! | #REF! | #REF! | #REF! | #REF! | #REF! | #REF! | #REF! | #REF! | #REF! | #REF! | #REF! | #REF! | #REF! | #REF! | #REF! | #REF! | #REF!
[27 empty] | I | 14.1458 |  |  | #REF! | #REF! | #REF! | #REF! | #REF! | #REF! | #REF! | #REF! | #REF! | #REF! | #REF! | #REF! | #REF! | #REF! | #REF! | #REF! | #REF! | #REF! | #REF! | #REF!
[26 empty] | Alternative Corridors |  |  |  |  | CO | NOx | ROG | SOx | PM10 | PM2.5 | Paved Road Fugitive Dust PM10 | Paved Road Fugitive Dust PM2.5 | CO2 | CH4 | CO | NOx | VOCs | SOx | PM10 | PM2.5 | Paved Road Fugitive Dust PM10 | Paved Road Fugitive Dust PM2.5 | CO2 | CH4
ACDJK
[26 empty] | KCAPCD |  |  |  |  | #REF! | #REF! | #REF! | #REF! | #REF! | #REF! | #REF! | #REF! | #REF! | #REF! | #REF! | #REF! | #REF! | #REF! | #REF! | #REF! | #REF! | #REF! | #REF! | #REF!
[26 empty] | AVAQMD |  |  |  |  | #REF! | #REF! | #REF! | #REF! | #REF! | #REF! | #REF! | #REF! | #REF! | #REF! | #REF! | #REF! | #REF! | #REF! | #REF! | #REF! | #REF! | #REF! | #REF! | #REF!
[26 empty] | SCAQMD |  |  |  |  | #REF! | #REF! | #REF! | #REF! | #REF! | #REF! | #REF! | #REF! | #REF! | #REF! | #REF! | #REF! | #REF! | #REF! | #REF! | #REF! | #REF! | #REF! | #REF! | #REF!
ACEGK
[26 empty] | KCAPCD |  |  |  |  | #REF! | #REF! | #REF! | #REF! | #REF! | #REF! | #REF! | #REF! | #REF! | #REF! | #REF! | #REF! | #REF! | #REF! | #REF! | #REF! | #REF! | #REF! | #REF! | #REF!
[26 empty] | AVAQMD |  |  |  |  | #REF! | #REF! | #REF! | #REF! | #REF! | #REF! | #REF! | #REF! | #REF! | #REF! | #REF! | #REF! | #REF! | #REF! | #REF! | #REF! | #REF! | #REF! | #REF! | #REF!
[26 empty] | SCAQMD |  |  |  |  | #REF! | #REF! | #REF! | #REF! | #REF! | #REF! | #REF! | #REF! | #REF! | #REF! | #REF! | #REF! | #REF! | #REF! | #REF! | #REF! | #REF! | #REF! | #REF! | #REF!
ACEFHK
[26 empty] | KCAPCD |  |  |  |  | #REF! | #REF! | #REF! | #REF! | #REF! | #REF! | #REF! | #REF! | #REF! | #REF! | #REF! | #REF! | #REF! | #REF! | #REF! | #REF! | #REF! | #REF! | #REF! | #REF!
[26 empty] | AVAQMD |  |  |  |  | #REF! | #REF! | #REF! | #REF! | #REF! | #REF! | #REF! | #REF! | #REF! | #REF! | #REF! | #REF! | #REF! | #REF! | #REF! | #REF! | #REF! | #REF! | #REF! | #REF!
[26 empty] | SCAQMD |  |  |  |  | #REF! | #REF! | #REF! | #REF! | #REF! | #REF! | #REF! | #REF! | #REF! | #REF! | #REF! | #REF! | #REF! | #REF! | #REF! | #REF! | #REF! | #REF! | #REF! | #REF!
ACEFIK
[26 empty] | KCAPCD |  |  |  |  | #REF! | #REF! | #REF! | #REF! | #REF! | #REF! | #REF! | #REF! | #REF! | #REF! | #REF! | #REF! | #REF! | #REF! | #REF! | #REF! | #REF! | #REF! | #REF! | #REF!
[26 empty] | AVAQMD |  |  |  |  | #REF! | #REF! | #REF! | #REF! | #REF! | #REF! | #REF! | #REF! | #REF! | #REF! | #REF! | #REF! | #REF! | #REF! | #REF! | #REF! | #REF! | #REF! | #REF! | #REF!
[26 empty] | SCAQMD |  |  |  |  | #REF! | #REF! | #REF! | #REF! | #REF! | #REF! | #REF! | #REF! | #REF! | #REF! | #REF! | #REF! | #REF! | #REF! | #REF! | #REF! | #REF! | #REF! | #REF! | #REF!
ABGK
[26 empty] | KCAPCD |  |  |  |  | #REF! | #REF! | #REF! | #REF! | #REF! | #REF! | #REF! | #REF! | #REF! | #REF! | #REF! | #REF! | #REF! | #REF! | #REF! | #REF! | #REF! | #REF! | #REF! | #REF!
[26 empty] | AVAQMD |  |  |  |  | #REF! | #REF! | #REF! | #REF! | #REF! | #REF! | #REF! | #REF! | #REF! | #REF! | #REF! | #REF! | #REF! | #REF! | #REF! | #REF! | #REF! | #REF! | #REF! | #REF!
[26 empty] | SCAQMD |  |  |  |  | #REF! | #REF! | #REF! | #REF! | #REF! | #REF! | #REF! | #REF! | #REF! | #REF! | #REF! | #REF! | #REF! | #REF! | #REF! | #REF! | #REF! | #REF! | #REF! | #REF!
ABFHK
[26 empty] | KCAPCD |  |  |  |  | #REF! | #REF! | #REF! | #REF! | #REF! | #REF! | #REF! | #REF! | #REF! | #REF! | #REF! | #REF! | #REF! | #REF! | #REF! | #REF! | #REF! | #REF! | #REF! | #REF!
[26 empty] | AVAQMD |  |  |  |  | #REF! | #REF! | #REF! | #REF! | #REF! | #REF! | #REF! | #REF! | #REF! | #REF! | #REF! | #REF! | #REF! | #REF! | #REF! | #REF! | #REF! | #REF! | #REF! | #REF!
[26 empty] | SCAQMD |  |  |  |  | #REF! | #REF! | #REF! | #REF! | #REF! | #REF! | #REF! | #REF! | #REF! | #REF! | #REF! | #REF! | #REF! | #REF! | #REF! | #REF! | #REF! | #REF! | #REF! | #REF!
ABFIK
[26 empty] | KCAPCD |  |  |  |  | #REF! | #REF! | #REF! | #REF! | #REF! | #REF! | #REF! | #REF! | #REF! | #REF! | #REF! | #REF! | #REF! | #REF! | #REF! | #REF! | #REF! | #REF! | #REF! | #REF!
[26 empty] | AVAQMD |  |  |  |  | #REF! | #REF! | #REF! | #REF! | #REF! | #REF! | #REF! | #REF! | #REF! | #REF! | #REF! | #REF! | #REF! | #REF! | #REF! | #REF! | #REF! | #REF! | #REF! | #REF!
[26 empty] | SCAQMD |  |  |  |  | #REF! | #REF! | #REF! | #REF! | #REF! | #REF! | #REF! | #REF! | #REF! | #REF! | #REF! | #REF! | #REF! | #REF! | #REF! | #REF! | #REF! | #REF! | #REF! | #REF!
Construction Phase | Vehicle Class | No. of Daily Workers | Speed | VMT | Emissions, lbs/day
|  | Per Construction Phase | (mph) | (mi/vehicle-day) | CO | NOx | VOCs | SOx | PM10 | PM2.5 | Paved Road Fugitive Dust PM10 | Paved Road Fugitive Dust PM2.5 | CO2 | CH4 | N2O
General Construction | Light-Duty Truck, catalyst | 3 | 35 | 80 | 1.8912 | 0.1742 | 0.096012 | 0.0021804 | 0.026215 | 0.011714 | 0.025316 | 0.010379 | 200.0666 | 0.0095245 | 0.017319
Substation General Construction | Light-Duty Truck, catalyst | 3 | 35 | 80 | 1.8912 | 0.1742 | 0.096012 | 0.0021804 | 0.026215 | 0.011714 | 0.025316 | 0.010379 | 200.0666 | 0.0095245 | 0.017319
Site and Access Road Grading | Light-Duty Truck, catalyst | 8 | 35 | 80 | 5.0433 | 0.46454 | 0.25603 | 0.0058144 | 0.069907 | 0.031237 | 0.067509 | 0.027679 | 533.5109 | 0.025399 | 0.046184
Storm Drain System and Erosion Control | Light-Duty Truck, catalyst | 5 | 35 | 80 | 3.152 | 0.29034 | 0.16002 | 0.003634 | 0.043692 | 0.019523 | 0.042193 | 0.017299 | 333.4443 | 0.015874 | 0.028865
Substation CMU Wall | Light-Duty Truck, catalyst | 8 | 35 | 80 | 5.0433 | 0.46454 | 0.25603 | 0.0058144 | 0.069907 | 0.031237 | 0.067509 | 0.027679 | 533.5109 | 0.025399 | 0.046184
Simultaneous Worker Trips |  |  |  |  | 17.021 | 1.5678 | 0.86411 | 0.019624 | 0.23594 | 0.10542 | 0.22784 | 0.093415 | 1800.5993 | 0.085721 | 0.15587

## Fugitive Dust SC Substation
Table A-4. 2014 Maximum Daily Construction Emissions, Fugitive Dust
Salt Creek Substation
Site and Access Road Grading
Grading - Bulldozer Operations
Emission factor from SCAQMD CEQA Air Quality Handbook, Table A9-9-F
E = ([0.45 x ({[G]^1.5}/{[H]^1.4})] x I) x J
where
G = silt content of material in percent, assumed to be 7.5%
Assume H = 2.0% moisture - unmitigated
Assume H = 15.0% moisture - watering 3 times daily
I = 2.2046 lb/kg
J = hours of bulldozing operations, based on construction scenario, 8 hrs/day for 75 days
| Unmitigated | Mitigated
E = ([0.45 x ({[G]^1.5}/{[H]^1.4})] x I) x J = | 61.7707 | 3.6787 | lbs/day
| 2.3164 | 0.13795 | total tons
Earthmoving - Material Handling
Emission Factor from SCAQMD CEQA Air Quality Handbook, Table A9-9-G
E = [0.00112 x ({[G/5]^1.3/}/{[H/2]^1.4})] x [I/J]
where
G = Mean wind speed in miles per hour
H = Moisture content of surface material
I = Pounds of overburden handled per day
J = lbs/ton, 2000
For the Salt Creek Substation, assume 12 miles per hour daily maximum wind speed
Assume H = 2.0% moisture - unmitigated
Assume H = 15.0% moisture - watering 3 times daily
I = 95,000 cubic yards x 1600 lbs/cubic yard = 152,000,000 lbs
Assume earthmoving occurs over 30 days, maximum per day could be 10 x daily average
| Unmitigated | Mitigated
E = [0.00112 x ({[G/5]^1.3/}/{[H/2]^1.4})] x [I/J] = | 88.5493 | 5.2735 | lbs/day
| 0.0079103 | 0.0079103 | total tons
Storm Drain
Earthmoving - Material Handling
Emission Factor from SCAQMD CEQA Air Quality Handbook, Table A9-9-G
E = [0.00112 x ({[G/5]^1.3/}/{[H/2]^1.4})] x [I/J]
where
G = Mean wind speed in miles per hour
H = Moisture content of surface material
I = Pounds of overburden handled per day
J = lbs/ton, 2000
For the Salt Creek Substation, assume 12 miles per hour daily maximum wind speed
Assume H = 2.0% moisture - unmitigated
Assume H = 15.0% moisture - watering 3 times daily
I = 2,000 cubic yards x 1600 lbs/cubic yard = 3,200,000 lbs
Assume earthmoving occurs over 30 days, maximum per day could be 10 x daily average
| Unmitigated | Mitigated
E = [0.00112 x ({[G/5]^1.3/}/{[H/2]^1.4})] x [I/J] = | 1.8642 | 0.11102 | lbs/day
| 0.0027963 | 0.00016653 | total tons
Substation CMU Wall
Earthmoving - Material Handling
Emission Factor from SCAQMD CEQA Air Quality Handbook, Table A9-9-G
E = [0.00112 x ({[G/5]^1.3/}/{[H/2]^1.4})] x [I/J]
where
G = Mean wind speed in miles per hour
H = Moisture content of surface material
I = Pounds of overburden handled per day
J = lbs/ton, 2000
For the Salt Creek Substation, assume 12 miles per hour daily maximum wind speed
Assume H = 2.0% moisture - unmitigated
Assume H = 15.0% moisture - watering 3 times daily
I = 665 cubic yards x 1600 lbs/cubic yard = 800,000 lbs
Assume earthmoving occurs over 30 days, maximum per day could be 10 x daily average
| Unmitigated | Mitigated
E = [0.00112 x ({[G/5]^1.3/}/{[H/2]^1.4})] x [I/J] = | 0.61984 | 0.036915 | lbs/day
| 0.00092977 | 5.5372e-05 | total tons

## Equipment SCS 102-119
Table A-5. 10-2-15 through 11-9-15 Daily Construction Emissions, Construction Heavy Equipment Use, Salt Creek Substation
|  |  |  | Emission Factors | [11 empty] | Emissions
Equipment/Phase | FUEL | HP | Load Factor | ROG (lb/hr) | CO (lb/hr) | NOX (lb/hr) | SOX (lb/hr) | PM10 (lb/hr) | PM2.5 (lb/hr) | CO2 (lb/hr) | CH4 (lb/hr) | N2O (lb/hr) | No of Equipment | Hrs Per Day | Days in Service | ROG lbs/day | CO lbs/day | NOX lbs/day | SOX lbs/day | PM10 lbs/day | PM2.5 lbs/day | CO2 lbs/day | CH4 lbs/day | N2O lbs/day
Construction Inspection
Salt Creek Substation - Substation General Construction
Air Compressor | DIESEL | 78 | 0.48 | 0.075776 | 0.3054 | 0.38971 | 0.00055075 | 0.024762 | 0.022038 | 46.9502 | 0.0068372 | 0.037023 | 1 | 6 | 280 | 0.45466 | 1.8324 | 2.3383 | 0.0033045 | 0.14857 | 0.13223 | 281.7014 | 0.041023 | 0.22214
Mechanic Truck | DIESEL | 175 |  | 0.13256 | 0.37614 | 1.1048 | 0.0018739 | 0.03685 | 0.032796 | 166.5454 | 0.011961 | 0.10496 | 1 | 2 | 280 | 0.26512 | 0.75228 | 2.2096 | 0.0037478 | 0.073699 | 0.065592 | 333.0908 | 0.023921 | 0.20991
Generator | DIESEL | 5 | 0.74 | 0.075776 | 0.048942 | 0.043395 | 0.00015884 | 0.0048942 | 0.0043558 | 10.2077 | 0.0012796 | 0.0041225 | 1 | 3 | 125 | 0.22733 | 0.14683 | 0.13019 | 0.00047652 | 0.014683 | 0.013067 | 30.623 | 0.0038388 | 0.012368
Subtotal | [15 empty] | 0.94711 | 2.7315 | 4.6781 | 0.0075289 | 0.23695 | 0.21089 | 645.4152 | 0.068783 | 0.44442
Salt Creek Substation Wiring
Wiring Truck | DIESEL | 175 |  | 0.13256 | 0.37614 | 1.1048 | 0.0018739 | 0.03685 | 0.032796 | 166.5454 | 0.011961 | 0.10496 | 1 | 2 | 280 | 0.26512 | 0.75228 | 2.2096 | 0.0037478 | 0.073699 | 0.065592 | 333.0908 | 0.023921 | 0.20991
Subtotal | [15 empty] | 0.26512 | 0.75228 | 2.2096 | 0.0037478 | 0.073699 | 0.065592 | 333.0908 | 0.023921 | 0.20991
Salt Creek Substation Above Grade Construction
Boom Truck | DIESEL | 235 |  | 0.13256 | 0.37614 | 1.1048 | 0.0018739 | 0.03685 | 0.032796 | 166.5454 | 0.011961 | 0.10496 | 1 | 8 | 4 | 1.0605 | 3.0091 | 8.8385 | 0.014991 | 0.2948 | 0.26237 | 1332.3634 | 0.095685 | 0.83966
Water Truck | DIESEL | 175 |  | 0.13256 | 0.37614 | 1.1048 | 0.0018739 | 0.03685 | 0.032796 | 166.5454 | 0.011961 | 0.10496 | 1 | 8 | 40 | 1.0605 | 3.0091 | 8.8385 | 0.014991 | 0.2948 | 0.26237 | 1332.3634 | 0.095685 | 0.83966
Subtotal | [15 empty] | 2.1209 | 6.0182 | 17.677 | 0.029983 | 0.58959 | 0.52474 | 2664.7267 | 0.19137 | 1.6793
Simultaneous Construction Equipment | [15 empty] | 3.3332 | 9.502 | 24.5647 | 0.041259 | 0.90025 | 0.80122 | 3643.2327 | 0.28407 | 2.3336

## Construction Truck SCS 102-119
Table A-6. 10-2-15 through 11-9-15 Daily Construction Emissions, Construction Truck Trips, Salt Creek Substation
Vehicle | Vehicle Class | Peak No. of Trucks per day | Total No. of Trucks | Speed | VMT | CO | NOX | ROG | SOx | PM10 |  |  | PM2.5 |  |  | CO2 | CH4 | N2O | Emissions, lbs/day
|  |  |  | (mph) | (mi/vehicle-day) | Running Exhaust (g/mi) | Running Exhaust (g/mi) | Running Exhaust (g/mi) | Running Exhaust (g/mi) | Running Exhaust (g/mi) | Tire Wear (g/mi) | Brake Wear (g/mi) | Running Exhaust (g/mi) | Tire Wear (g/mi) | Brake Wear (g/mi) | Running Exhaust (g/mi) | Running Exhaust (g/mi) | Running Exhaust (g/mi) | CO | NOx | VOCs | SOx | PM10 | PM2.5 | Paved Road Fugitive Dust PM10 | Paved Road Fugitive Dust PM2.5 | CO2 | CH4 | N2O
Substation General Construction
Foreman Pick-Up | Light Duty Truck 1, Diesel | 3 |  | 15 | 60 | 0.27174 | 0.61008 | 0.051754 | 0.0031861 | 0.040573 | 0.008 | 0.03675 | 0.037327 | 0.002 | 0.01575 | 295.2811 | 0.016873 | 0.0075639 | 0.10783 | 0.2421 | 0.020538 | 0.0012644 | 0.033859 | 0.021856 | 0 | 0 | 117.1776 | 0.0066959 | 0.0030016
Delivery Trucks | Heavy Duty Truck, Diesel | 1 |  | 35 | 80 | 1.1196 | 7.828 | 0.29673 | 0.010712 | 0.22469 | 0.036 | 0.06174 | 0.20672 | 0.003 | 0.05586 | 1111.5493 | 0.063517 | 0.028473 | 0.19746 | 1.3806 | 0.052334 | 0.0018893 | 0.056868 | 0.04684 | 0 | 0 | 196.0448 | 0.011203 | 0.0050219
Subtotal | [18 empty] | 0.30529 | 1.6227 | 0.072872 | 0.0031536 | 0.090726 | 0.068696 | 0 | 0 | 313.2224 | 0.017898 | 0.0080235
Substation Above Grade Construction
Pickup Truck | Light Duty Truck 1, Diesel | 3 |  | 15 | 60 | 0.27174 | 0.61008 | 0.051754 | 0.0031861 | 0.040573 | 0.008 | 0.03675 | 0.037327 | 0.002 | 0.01575 | 295.2811 | 0.016873 | 0.0075639 | 0.10783 | 0.2421 | 0.020538 | 0.0012644 | 0.033859 | 0.021856 | 0 | 0 | 117.1776 | 0.0066959 | 0.0030016
Subtotal | [18 empty] | 0.10783 | 0.2421 | 0.020538 | 0.0012644 | 0.033859 | 0.021856 | 0 | 0 | 117.1776 | 0.0066959 | 0.0030016
Simultaneous Construction Trucks | [18 empty] | 0.41313 | 1.8648 | 0.093409 | 0.004418 | 0.12459 | 0.090553 | 0 | 0 | 430.4 | 0.024594 | 0.011025
2012 Emission Factors from EMFAC2007, average temp 60F; SCAB
Paved Road Fugitive Dust
EPA's AP-42, Section 13.2.1, November 2006
E = k(sL/2)^0.65 x (W/3)^1.5 - C
For LDT assume 2 tons/vehicle, MDT assume 13 tons/vehicle, HDT assume 20 tons/vehicle
Assume silt loading for 10,000 ADT roadways = 0.03 g/m3
Assume k = 0.016 PM10
Assume 6 miles in addition for track-out for PM10
Emission Factors
PM10, LDT | 9.8123e-05
PM10, MDT | 0.0089448
PM10, HDT | 0.017496

## WorkerTrips SCS 102-119
Table A-7. 10-2-15 through 11-9-15 Daily Construction Emissions, Worker Trips, Salt Creek Substation
Construction Phase | Vehicle Class | No. of Daily Workers | Speed | VMT | CO |  | NOX |  | ROG | [5 empty] | SOx |  | PM10 |  |  |  | PM2.5 |  |  |  | CO2 |  | CH4 |  | N2O
|  | Per Construction Phase | (mph) | (mi/vehicle-day) | Running Exhaust (g/mi) | Start-Up (g/vehicle-day) | Running Exhaust (g/mi) | Start-Up (g/vehicle-day) | Running Exhaust (g/mi) | Start-Up (g/vehicle-day) | Hot-Soak (g/vehicle-day) | Resting Loss (g/vehicle-day) | Running Evaporative (g/mi) | Diurnal Evaporative (g/vehicle-day) | Running Exhaust (g/mi) | Start-Up (g/vehicle-day) | Running Exhaust (g/mi) | Start-Up (g/vehicle-day) | Tire Wear (g/mi) | Brake Wear (g/mi) | Running Exhaust (g/mi) | Start-Up (g/vehicle-day) | Tire Wear (g/mi) | Brake Wear (g/mi) | Running Exhaust (g/mi) | Start-Up (g/vehicle-day) | Running Exhaust (g/mi) | Start-Up (g/vehicle-day) | Running Exhaust (g/mi) | Start-Up (g/vehicle-day)
Substation General Construction | Light-Duty Truck, catalyst | 3 | 35 | 80 | 3.0975 | 38.1469 | 0.30128 | 2.2362 | 0.094167 | 3.0314 | 1.8763 | 0.79644 | 0.20051 | 1.0787 | 0.0040478 | 0.0058408 | 0.0043705 | 0.03404 | 0.008 | 0.03675 | 0.0039996 | 0.031111 | 0.002 | 0.01575 | 372.0084 | 488.7328 | 0.0177 | 0.024075 | 0.0326 | 0.010593
Substation Wiring | Light-Duty Truck, catalyst | 3 | 35 | 80 | 3.0975 | 38.1469 | 0.30128 | 2.2362 | 0.094167 | 3.0314 | 1.8763 | 0.79644 | 0.20051 | 1.0787 | 0.0040478 | 0.0058408 | 0.0043705 | 0.03404 | 0.008 | 0.03675 | 0.0039996 | 0.031111 | 0.002 | 0.01575 | 372.0084 | 488.7328 | 0.0177 | 0.024075 | 0.0326 | 0.010593
Substation Above Grade Construction | Light-Duty Truck, catalyst | 10 | 35 | 80 | 3.0975 | 38.1469 | 0.30128 | 2.2362 | 0.094167 | 3.0314 | 1.8763 | 0.79644 | 0.20051 | 1.0787 | 0.0040478 | 0.0058408 | 0.0043705 | 0.03404 | 0.008 | 0.03675 | 0.0039996 | 0.031111 | 0.002 | 0.01575 | 372.0084 | 488.7328 | 0.0177 | 0.024075 | 0.0326 | 0.010593
EMFAC2011 emission factors for 2014
Assume startup after 8 hours
Assume 45 minutes run time total | [30 empty] | #REF! | #REF! | #REF! | #REF! | #REF! | #REF! | #REF! | #REF! | #REF! | #REF! | #REF! | #REF! | #REF! | #REF! | #REF! | #REF! | #REF! | #REF! | #REF! | #REF!
2009 Emission Factors from EMFAC2007, average temp 60F; South Coast Air Basin | [26 empty] | lbs/mile
[31 empty] | Emissions, lbs/day | [9 empty] | Total Emissions, tons
[31 empty] | CO | NOx | VOCs | SOx | PM10 | PM2.5 | Paved Road Fugitive Dust PM10 | Paved Road Fugitive Dust PM2.5 | CO2 | CH4 | CO | NOx | VOCs | SOx | PM10 | PM2.5 | Paved Road Fugitive Dust PM10 | Paved Road Fugitive Dust PM2.5 | CO2 | CH4
Paved Road Fugitive Dust | [25 empty] | KCAPCD | Segment | Length |  |  | #REF! | #REF! | #REF! | #REF! | #REF! | #REF! | #REF! | #REF! | #REF! | #REF! | #REF! | #REF! | #REF! | #REF! | #REF! | #REF! | #REF! | #REF! | #REF! | #REF!
EPA's AP-42, Section 13.2.1, November 2006 | [26 empty] | A | 13.25 |  |  | #REF! | #REF! | #REF! | #REF! | #REF! | #REF! | #REF! | #REF! | #REF! | #REF! | #REF! | #REF! | #REF! | #REF! | #REF! | #REF! | #REF! | #REF! | #REF! | #REF!
E = k(sL/2)^0.65 x (W/3)^1.5 - C | [26 empty] | B | 20.299 |  |  | #REF! | #REF! | #REF! | #REF! | #REF! | #REF! | #REF! | #REF! | #REF! | #REF! | #REF! | #REF! | #REF! | #REF! | #REF! | #REF! | #REF! | #REF! | #REF! | #REF!
For light-duty trucks assume 2 tons/vehicle | [26 empty] | C | 21.68 |  |  | #REF! | #REF! | #REF! | #REF! | #REF! | #REF! | #REF! | #REF! | #REF! | #REF! | #REF! | #REF! | #REF! | #REF! | #REF! | #REF! | #REF! | #REF! | #REF! | #REF!
Assume silt loading for 10,000 ADT roadways = 0.03 g/m3 | [26 empty] | D | 9.3047 |  |  | #REF! | #REF! | #REF! | #REF! | #REF! | #REF! | #REF! | #REF! | #REF! | #REF! | #REF! | #REF! | #REF! | #REF! | #REF! | #REF! | #REF! | #REF! | #REF! | #REF!
Assume k = 0.016 PM10 | [26 empty] | E | 5.0348 |  |  | #REF! | #REF! | #REF! | #REF! | #REF! | #REF! | #REF! | #REF! | #REF! | #REF! | #REF! | #REF! | #REF! | #REF! | #REF! | #REF! | #REF! | #REF! | #REF! | #REF!
Assume 6 miles in addition for track-out for PM10 | [26 empty] | F | 0 |  |  | #REF! | #REF! | #REF! | #REF! | #REF! | #REF! | #REF! | #REF! | #REF! | #REF! | #REF! | #REF! | #REF! | #REF! | #REF! | #REF! | #REF! | #REF! | #REF! | #REF!
Emission Factors | [26 empty] | G | 0 |  |  | #REF! | #REF! | #REF! | #REF! | #REF! | #REF! | #REF! | #REF! | #REF! | #REF! | #REF! | #REF! | #REF! | #REF! | #REF! | #REF! | #REF! | #REF! | #REF! | #REF!
PM10 | 9.8123e-05 | [25 empty] | H | 0 |  |  | #REF! | #REF! | #REF! | #REF! | #REF! | #REF! | #REF! | #REF! | #REF! | #REF! | #REF! | #REF! | #REF! | #REF! | #REF! | #REF! | #REF! | #REF! | #REF! | #REF!
[27 empty] | I | 0
[26 empty] | AVAQMD | Segment | Length |  |  | #REF! | #REF! | #REF! | #REF! | #REF! | #REF! | #REF! | #REF! | #REF! | #REF! | #REF! | #REF! | #REF! | #REF! | #REF! | #REF! | #REF! | #REF! | #REF! | #REF!
Unpaved Road Fugitive Dust | [26 empty] | A | 0 |  |  | #REF! | #REF! | #REF! | #REF! | #REF! | #REF! | #REF! | #REF! | #REF! | #REF! | #REF! | #REF! | #REF! | #REF! | #REF! | #REF! | #REF! | #REF! | #REF! | #REF!
EPA's AP-42, Section 13.2.2 | [26 empty] | B | 6.201 |  |  | #REF! | #REF! | #REF! | #REF! | #REF! | #REF! | #REF! | #REF! | #REF! | #REF! | #REF! | #REF! | #REF! | #REF! | #REF! | #REF! | #REF! | #REF! | #REF! | #REF!
Industrial Roads | [26 empty] | C | 0 |  |  | #REF! | #REF! | #REF! | #REF! | #REF! | #REF! | #REF! | #REF! | #REF! | #REF! | #REF! | #REF! | #REF! | #REF! | #REF! | #REF! | #REF! | #REF! | #REF! | #REF!
E = k (s/12)^a x (W/3)^b | [26 empty] | D | 9.8038 |  |  | #REF! | #REF! | #REF! | #REF! | #REF! | #REF! | #REF! | #REF! | #REF! | #REF! | #REF! | #REF! | #REF! | #REF! | #REF! | #REF! | #REF! | #REF! | #REF! | #REF!
Assume 61% control efficiency for watering 3 x daily | [26 empty] | E | 7.2452 |  |  | #REF! | #REF! | #REF! | #REF! | #REF! | #REF! | #REF! | #REF! | #REF! | #REF! | #REF! | #REF! | #REF! | #REF! | #REF! | #REF! | #REF! | #REF! | #REF! | #REF!
For light-duty trucks assume 2 tons/vehicle | [26 empty] | F | 3.6 |  |  | #REF! | #REF! | #REF! | #REF! | #REF! | #REF! | #REF! | #REF! | #REF! | #REF! | #REF! | #REF! | #REF! | #REF! | #REF! | #REF! | #REF! | #REF! | #REF! | #REF!
k = 1.5 for PM10, 0.15 for PM2.5 | [26 empty] | G | 6.1984 |  |  | #REF! | #REF! | #REF! | #REF! | #REF! | #REF! | #REF! | #REF! | #REF! | #REF! | #REF! | #REF! | #REF! | #REF! | #REF! | #REF! | #REF! | #REF! | #REF! | #REF!
s = 8.5, a = 0.9, b = 0.45 | [26 empty] | H | 5.1995 |  |  | #REF! | #REF! | #REF! | #REF! | #REF! | #REF! | #REF! | #REF! | #REF! | #REF! | #REF! | #REF! | #REF! | #REF! | #REF! | #REF! | #REF! | #REF! | #REF! | #REF!
Emission Factors | [26 empty] | I | 17.7142
PM10 | 0.35738
PM2.5 | 0.035738 | [24 empty] | SCAQMD | Segment | Length |  |  | #REF! | #REF! | #REF! | #REF! | #REF! | #REF! | #REF! | #REF! | #REF! | #REF! | #REF! | #REF! | #REF! | #REF! | #REF! | #REF! | #REF! | #REF! | #REF! | #REF!
[27 empty] | A | 0 |  |  | #REF! | #REF! | #REF! | #REF! | #REF! | #REF! | #REF! | #REF! | #REF! | #REF! | #REF! | #REF! | #REF! | #REF! | #REF! | #REF! | #REF! | #REF! | #REF! | #REF!
[27 empty] | B | 0 |  |  | #REF! | #REF! | #REF! | #REF! | #REF! | #REF! | #REF! | #REF! | #REF! | #REF! | #REF! | #REF! | #REF! | #REF! | #REF! | #REF! | #REF! | #REF! | #REF! | #REF!
[27 empty] | C | 0 |  |  | #REF! | #REF! | #REF! | #REF! | #REF! | #REF! | #REF! | #REF! | #REF! | #REF! | #REF! | #REF! | #REF! | #REF! | #REF! | #REF! | #REF! | #REF! | #REF! | #REF!
[27 empty] | D | 16.5416 |  |  | #REF! | #REF! | #REF! | #REF! | #REF! | #REF! | #REF! | #REF! | #REF! | #REF! | #REF! | #REF! | #REF! | #REF! | #REF! | #REF! | #REF! | #REF! | #REF! | #REF!
[27 empty] | E | 0 |  |  | #REF! | #REF! | #REF! | #REF! | #REF! | #REF! | #REF! | #REF! | #REF! | #REF! | #REF! | #REF! | #REF! | #REF! | #REF! | #REF! | #REF! | #REF! | #REF! | #REF!
[27 empty] | F | 0 |  |  | #REF! | #REF! | #REF! | #REF! | #REF! | #REF! | #REF! | #REF! | #REF! | #REF! | #REF! | #REF! | #REF! | #REF! | #REF! | #REF! | #REF! | #REF! | #REF! | #REF!
[27 empty] | G | 14.6016 |  |  | #REF! | #REF! | #REF! | #REF! | #REF! | #REF! | #REF! | #REF! | #REF! | #REF! | #REF! | #REF! | #REF! | #REF! | #REF! | #REF! | #REF! | #REF! | #REF! | #REF!
[27 empty] | H | 14.5705 |  |  | #REF! | #REF! | #REF! | #REF! | #REF! | #REF! | #REF! | #REF! | #REF! | #REF! | #REF! | #REF! | #REF! | #REF! | #REF! | #REF! | #REF! | #REF! | #REF! | #REF!
[27 empty] | I | 14.1458
[31 empty] | CO | NOx | ROG | SOx | PM10 | PM2.5 | Paved Road Fugitive Dust PM10 | Paved Road Fugitive Dust PM2.5 | CO2 | CH4 | CO | NOx | VOCs | SOx | PM10 | PM2.5 | Paved Road Fugitive Dust PM10 | Paved Road Fugitive Dust PM2.5 | CO2 | CH4
Alternative Corridors
[26 empty] | ACDJK |  |  |  |  | #REF! | #REF! | #REF! | #REF! | #REF! | #REF! | #REF! | #REF! | #REF! | #REF! | #REF! | #REF! | #REF! | #REF! | #REF! | #REF! | #REF! | #REF! | #REF! | #REF!
[26 empty] | KCAPCD |  |  |  |  | #REF! | #REF! | #REF! | #REF! | #REF! | #REF! | #REF! | #REF! | #REF! | #REF! | #REF! | #REF! | #REF! | #REF! | #REF! | #REF! | #REF! | #REF! | #REF! | #REF!
[26 empty] | AVAQMD |  |  |  |  | #REF! | #REF! | #REF! | #REF! | #REF! | #REF! | #REF! | #REF! | #REF! | #REF! | #REF! | #REF! | #REF! | #REF! | #REF! | #REF! | #REF! | #REF! | #REF! | #REF!
SCAQMD
[26 empty] | ACEGK |  |  |  |  | #REF! | #REF! | #REF! | #REF! | #REF! | #REF! | #REF! | #REF! | #REF! | #REF! | #REF! | #REF! | #REF! | #REF! | #REF! | #REF! | #REF! | #REF! | #REF! | #REF!
[26 empty] | KCAPCD |  |  |  |  | #REF! | #REF! | #REF! | #REF! | #REF! | #REF! | #REF! | #REF! | #REF! | #REF! | #REF! | #REF! | #REF! | #REF! | #REF! | #REF! | #REF! | #REF! | #REF! | #REF!
[26 empty] | AVAQMD |  |  |  |  | #REF! | #REF! | #REF! | #REF! | #REF! | #REF! | #REF! | #REF! | #REF! | #REF! | #REF! | #REF! | #REF! | #REF! | #REF! | #REF! | #REF! | #REF! | #REF! | #REF!
SCAQMD
[26 empty] | ACEFHK |  |  |  |  | #REF! | #REF! | #REF! | #REF! | #REF! | #REF! | #REF! | #REF! | #REF! | #REF! | #REF! | #REF! | #REF! | #REF! | #REF! | #REF! | #REF! | #REF! | #REF! | #REF!
[26 empty] | KCAPCD |  |  |  |  | #REF! | #REF! | #REF! | #REF! | #REF! | #REF! | #REF! | #REF! | #REF! | #REF! | #REF! | #REF! | #REF! | #REF! | #REF! | #REF! | #REF! | #REF! | #REF! | #REF!
[26 empty] | AVAQMD |  |  |  |  | #REF! | #REF! | #REF! | #REF! | #REF! | #REF! | #REF! | #REF! | #REF! | #REF! | #REF! | #REF! | #REF! | #REF! | #REF! | #REF! | #REF! | #REF! | #REF! | #REF!
SCAQMD
[26 empty] | ACEFIK |  |  |  |  | #REF! | #REF! | #REF! | #REF! | #REF! | #REF! | #REF! | #REF! | #REF! | #REF! | #REF! | #REF! | #REF! | #REF! | #REF! | #REF! | #REF! | #REF! | #REF! | #REF!
[26 empty] | KCAPCD |  |  |  |  | #REF! | #REF! | #REF! | #REF! | #REF! | #REF! | #REF! | #REF! | #REF! | #REF! | #REF! | #REF! | #REF! | #REF! | #REF! | #REF! | #REF! | #REF! | #REF! | #REF!
[26 empty] | AVAQMD |  |  |  |  | #REF! | #REF! | #REF! | #REF! | #REF! | #REF! | #REF! | #REF! | #REF! | #REF! | #REF! | #REF! | #REF! | #REF! | #REF! | #REF! | #REF! | #REF! | #REF! | #REF!
SCAQMD
[26 empty] | ABGK |  |  |  |  | #REF! | #REF! | #REF! | #REF! | #REF! | #REF! | #REF! | #REF! | #REF! | #REF! | #REF! | #REF! | #REF! | #REF! | #REF! | #REF! | #REF! | #REF! | #REF! | #REF!
[26 empty] | KCAPCD |  |  |  |  | #REF! | #REF! | #REF! | #REF! | #REF! | #REF! | #REF! | #REF! | #REF! | #REF! | #REF! | #REF! | #REF! | #REF! | #REF! | #REF! | #REF! | #REF! | #REF! | #REF!
[26 empty] | AVAQMD |  |  |  |  | #REF! | #REF! | #REF! | #REF! | #REF! | #REF! | #REF! | #REF! | #REF! | #REF! | #REF! | #REF! | #REF! | #REF! | #REF! | #REF! | #REF! | #REF! | #REF! | #REF!
SCAQMD
[26 empty] | ABFHK |  |  |  |  | #REF! | #REF! | #REF! | #REF! | #REF! | #REF! | #REF! | #REF! | #REF! | #REF! | #REF! | #REF! | #REF! | #REF! | #REF! | #REF! | #REF! | #REF! | #REF! | #REF!
[26 empty] | KCAPCD |  |  |  |  | #REF! | #REF! | #REF! | #REF! | #REF! | #REF! | #REF! | #REF! | #REF! | #REF! | #REF! | #REF! | #REF! | #REF! | #REF! | #REF! | #REF! | #REF! | #REF! | #REF!
[26 empty] | AVAQMD |  |  |  |  | #REF! | #REF! | #REF! | #REF! | #REF! | #REF! | #REF! | #REF! | #REF! | #REF! | #REF! | #REF! | #REF! | #REF! | #REF! | #REF! | #REF! | #REF! | #REF! | #REF!
SCAQMD
[26 empty] | ABFIK |  |  |  |  | #REF! | #REF! | #REF! | #REF! | #REF! | #REF! | #REF! | #REF! | #REF! | #REF! | #REF! | #REF! | #REF! | #REF! | #REF! | #REF! | #REF! | #REF! | #REF! | #REF!
[26 empty] | KCAPCD |  |  |  |  | #REF! | #REF! | #REF! | #REF! | #REF! | #REF! | #REF! | #REF! | #REF! | #REF! | #REF! | #REF! | #REF! | #REF! | #REF! | #REF! | #REF! | #REF! | #REF! | #REF!
[26 empty] | AVAQMD |  |  |  |  | #REF! | #REF! | #REF! | #REF! | #REF! | #REF! | #REF! | #REF! | #REF! | #REF! | #REF! | #REF! | #REF! | #REF! | #REF! | #REF! | #REF! | #REF! | #REF! | #REF!
SCAQMD
Construction Phase | Vehicle Class | No. of Daily Workers | Speed | VMT | Emissions, lbs/day
|  | Per Construction Phase | (mph) | (mi/vehicle-day) | CO | NOx | VOCs | SOx | PM10 | PM2.5 | Paved Road Fugitive Dust PM10 | Paved Road Fugitive Dust PM2.5 | CO2 | CH4 | N2O
Substation General Construction | Light-Duty Truck, catalyst | 3 | 35 | 80 | 1.8912 | 0.1742 | 0.20078 | 0.0021804 | 0.026215 | 0.011714 | 0.025316 | 0.010379 | 200.0666 | 0.0095245 | 0.017319
Substation Wiring | Light-Duty Truck, catalyst | 3 | 35 | 80 | 1.8912 | 0.1742 | 0.20078 | 0.0021804 | 0.026215 | 0.011714 | 0.025316 | 0.010379 | 200.0666 | 0.0095245 | 0.017319
Substation Above Grade Construction | Light-Duty Truck, catalyst | 10 | 35 | 80 | 6.3041 | 0.58068 | 0.66926 | 0.007268 | 0.087384 | 0.039046 | 0.084386 | 0.034598 | 666.8886 | 0.031748 | 0.05773
Simultaneous Worker Trips |  |  |  |  | 10.0865 | 0.92908 | 1.0708 | 0.011629 | 0.13981 | 0.062473 | 0.13502 | 0.055357 | 1067.0218 | 0.050797 | 0.092369

## Equipment 69kV UG 10-19-15
Table A-8. 10-19-15 Daily Construction Emissions, Construction Heavy Equipment Use, TL6965 UG
|  |  |  | Emission Factors | [11 empty] | Emissions
Equipment/Phase | FUEL | HP | Load Factor | ROG (lb/hr) | CO (lb/hr) | NOX (lb/hr) | SOX (lb/hr) | PM10 (lb/hr) | PM2.5 (lb/hr) | CO2 (lb/hr) | CH4 (lb/hr) | N2O (lb/hr) | No of Equipment | Hrs Per Day | Days in Service | ROG lbs/day | CO lbs/day | NOX lbs/day | SOX lbs/day | PM10 lbs/day | PM2.5 lbs/day | CO2 lbs/day | CH4 lbs/day | N2O lbs/day
Construction Inspection
TL6965 UG: Underground Trench/Conduit/substructure
Backhoe | DIESEL | 87 | 0.37 | 0.06342 | 0.26257 | 0.33506 | 0.0006068 | 0.02129 | 0.018948 | 51.728 | 0.0057223 | 0.031831 | 2 | 8 | 6 | 1.0147 | 4.2012 | 5.361 | 0.0097087 | 0.34063 | 0.30317 | 827.6483 | 0.091557 | 0.5093
Dump Trucks | DIESEL | 381 |  | 0.20654 | 0.37614 | 1.1048 | 0.002673 | 0.03685 | 0.032796 | 272.334 | 0.018636 | 0.10496 | 23 | 1 | 3 | 4.7505 | 8.6512 | 25.4107 | 0.06148 | 0.84754 | 0.75431 | 6263.6812 | 0.42863 | 2.414
Subtotal | [15 empty] | 5.7652 | 12.8524 | 30.7717 | 0.071189 | 1.1882 | 1.0575 | 7091.3295 | 0.52019 | 2.9233
TL6965 UG: UG Cable Pulling
Puller | DIESEL | 300 |  | 0.1379 | 0.50802 | 1.3457 | 0.0024954 | 0.044067 | 0.039219 | 254.2385 | 0.012442 | 0.12784 | 1 | 8 | 4 | 1.1032 | 4.0641 | 10.7655 | 0.019963 | 0.35253 | 0.31375 | 2033.908 | 0.099538 | 1.0227
Splice Trailer | DIESEL | 300 |  | 0.1379 | 0.50802 | 1.3457 | 0.0024954 | 0.044067 | 0.039219 | 254.2385 | 0.012442 | 0.12784 | 1 | 8 | 4 | 1.1032 | 4.0641 | 10.7655 | 0.019963 | 0.35253 | 0.31375 | 2033.908 | 0.099538 | 1.0227
Reel Trailer | DIESEL | 300 |  | 0.1379 | 0.50802 | 1.3457 | 0.0024954 | 0.044067 | 0.039219 | 254.2385 | 0.012442 | 0.12784 | 1 | 8 | 4 | 1.1032 | 4.0641 | 10.7655 | 0.019963 | 0.35253 | 0.31375 | 2033.908 | 0.099538 | 1.0227
Boom Truck | DIESEL | 235 |  | 0.13256 | 0.37614 | 1.1048 | 0.0018739 | 0.03685 | 0.032796 | 166.5454 | 0.011961 | 0.10496 | 2 | 8 | 4 | 2.1209 | 6.0182 | 17.677 | 0.029983 | 0.58959 | 0.52474 | 2664.7267 | 0.19137 | 1.6793
Subtotal | [15 empty] | 5.4305 | 18.2106 | 49.9736 | 0.089873 | 1.6472 | 1.466 | 8766.4508 | 0.48998 | 4.7475
Subtotal | [15 empty] | 11.1957 | 31.063 | 80.7453 | 0.16106 | 2.8354 | 2.5235 | 15857.7803 | 1.0102 | 7.6708

## Trucks 69kV UG 10-19-15
Table A-9. 10-19-15 Daily Construction Emissions, Construction Truck Trips, TL6965 UG
Vehicle | Vehicle Class | Peak No. of Trucks per day | Total No. of Trucks | Speed | VMT | CO | NOX | ROG | SOx | PM10 |  |  | PM2.5 |  |  | CO2 | CH4 | N2O | Emissions, lbs/day
|  |  |  | (mph) | (mi/vehicle-day) | Running Exhaust (g/mi) | Running Exhaust (g/mi) | Running Exhaust (g/mi) | Running Exhaust (g/mi) | Running Exhaust (g/mi) | Tire Wear (g/mi) | Brake Wear (g/mi) | Running Exhaust (g/mi) | Tire Wear (g/mi) | Brake Wear (g/mi) | Running Exhaust (g/mi) | Running Exhaust (g/mi) | Running Exhaust (g/mi) | CO | NOx | VOCs | SOx | PM10 | PM2.5 | Paved Road Fugitive Dust PM10 | Paved Road Fugitive Dust PM2.5 | CO2 | CH4 | N2O
TL6965 UG: Underground Trench/Conduit/substructure
Dump Trucks | Heavy Duty Truck, Diesel | 23 |  | 35 | 80 | 1.1475 | 6.1659 | 0.27527 | 0.010712 | 0.079574 | 0.036 | 0.06174 | 0.073208 | 0.003 | 0.05586 | 1735.6022 | 0.099178 | 0.044459 | 4.6549 | 25.0121 | 1.1167 | 0.043453 | 0.71928 | 0.53574 | 0 | 0 | 7040.5168 | 0.40232 | 0.18035
Concrete Trucks | Heavy Duty Truck, Diesel | 23 |  | 35 | 80 | 1.1475 | 6.1659 | 0.27527 | 0.010712 | 0.079574 | 0.036 | 0.06174 | 0.073208 | 0.003 | 0.05586 | 1735.6022 | 0.099178 | 0.044459 | 4.6549 | 25.0121 | 1.1167 | 0.043453 | 0.71928 | 0.53574 | 0 | 0 | 7040.5168 | 0.40232 | 0.18035
Foreman Pickup | Light Duty Truck 1, Diesel | 1 |  | 35 | 60 | 0.2936 | 0.52496 | 0.068871 | 0.0031861 | 0.057256 | 0.008 | 0.03675 | 0.052675 | 0.002 | 0.01575 | 261.4242 | 0.014939 | 0.0066966 | 0.038837 | 0.069441 | 0.0091101 | 0.00042146 | 0.013493 | 0.0093157 | 0 | 0 | 34.5807 | 0.001976 | 0.00088582
Subtotal
TL6965 UG: UG Cable Pulling
Pickup | Light Duty Truck 1, Diesel | 1 |  | 35 | 60 | 0.2936 | 0.52496 | 0.068871 | 0.0031861 | 0.057256 | 0.008 | 0.03675 | 0.052675 | 0.002 | 0.01575 | 261.4242 | 0.014939 | 0.0066966 | 0.038837 | 0.069441 | 0.0091101 | 0.00042146 | 0.013493 | 0.0093157 | 0 | 0 | 34.5807 | 0.001976 | 0.00088582
Foreman Pickup | Light Duty Truck 1, Diesel | 1 |  | 35 | 60 | 0.2936 | 0.52496 | 0.068871 | 0.0031861 | 0.057256 | 0.008 | 0.03675 | 0.052675 | 0.002 | 0.01575 | 261.4242 | 0.014939 | 0.0066966 | 0.038837 | 0.069441 | 0.0091101 | 0.00042146 | 0.013493 | 0.0093157 | 0 | 0 | 34.5807 | 0.001976 | 0.00088582
Boom Line Truck | Light Duty Truck 1, Diesel | 2 |  | 35 | 60 | 0.2936 | 0.52496 | 0.068871 | 0.0031861 | 0.057256 | 0.008 | 0.03675 | 0.052675 | 0.002 | 0.01575 | 261.4242 | 0.014939 | 0.0066966 | 0.077673 | 0.13888 | 0.01822 | 0.00084291 | 0.026986 | 0.018631 | 0 | 0 | 69.1614 | 0.0039521 | 0.0017716
Material/CrewTruck | Light Duty Truck 1, Diesel | 1 |  | 35 | 60 | 0.2936 | 0.52496 | 0.068871 | 0.0031861 | 0.057256 | 0.008 | 0.03675 | 0.052675 | 0.002 | 0.01575 | 261.4242 | 0.014939 | 0.0066966 | 0.038837 | 0.069441 | 0.0091101 | 0.00042146 | 0.013493 | 0.0093157 | 0 | 0 | 34.5807 | 0.001976 | 0.00088582
Subtotal
[19 empty] | 9.5428 | 50.4409 | 2.288 | 0.089434 | 1.5195 | 1.1274 | 0 | 0 | 14288.5176 | 0.81649 | 0.36601
2012 Emission Factors from EMFAC2007, average temp 60F; SCAB
Paved Road Fugitive Dust
EPA's AP-42, Section 13.2.1, November 2006
E = k(sL/2)^0.65 x (W/3)^1.5 - C
For LDT assume 2 tons/vehicle, MDT assume 13 tons/vehicle, HDT assume 20 tons/vehicle
Assume silt loading for 10,000 ADT roadways = 0.03 g/m3
Assume k = 0.016 PM10
Assume 6 miles in addition for track-out for PM10
Emission Factors
PM10, LDT | 9.8123e-05
PM10, MDT | 0.0089448
PM10, HDT | 0.017496

## WorkerTrips 69kV UG 10-19-15
Table A-10. 10-19-15 Daily Construction Emissions, Worker Trips, TL6965 UG
Construction Phase | Vehicle Class | No. of Daily Workers | Speed | VMT | CO |  | NOX |  | ROG | [5 empty] | SOx |  | PM10 |  |  |  | PM2.5 |  |  |  | CO2 |  | CH4 |  | N2O
|  | Per Construction Phase | (mph) | (mi/vehicle-day) | Running Exhaust (g/mi) | Start-Up (g/vehicle-day) | Running Exhaust (g/mi) | Start-Up (g/vehicle-day) | Running Exhaust (g/mi) | Start-Up (g/vehicle-day) | Hot-Soak (g/vehicle-day) | Resting Loss (g/vehicle-day) | Running Evaporative (g/mi) | Diurnal Evaporative (g/vehicle-day) | Running Exhaust (g/mi) | Start-Up (g/vehicle-day) | Running Exhaust (g/mi) | Start-Up (g/vehicle-day) | Tire Wear (g/mi) | Brake Wear (g/mi) | Running Exhaust (g/mi) | Start-Up (g/vehicle-day) | Tire Wear (g/mi) | Brake Wear (g/mi) | Running Exhaust (g/mi) | Start-Up (g/vehicle-day) | Running Exhaust (g/mi) | Start-Up (g/vehicle-day) | Running Exhaust (g/mi) | Start-Up (g/vehicle-day)
UG Trench/Conduit/Substructure | Light-Duty Truck, catalyst | 49 | 35 | 80 | 2.5906 | 34.2165 | 0.24671 | 1.9709 | 0.068165 | 2.647 | 1.6799 | 0.72633 | 0.16863 | 0.74946 | 0.0040478 | 0.0058408 | 0.0034293 | 0.030416 | 0.008 | 0.03675 | 0.0031476 | 0.027912 | 0.002 | 0.01575 | 319.0915 | 462.6157 | 0.0177 | 0.022789 | 0.0326 | 0.010027
UG Cable Pulling | Light-Duty Truck, catalyst | 14 | 35 | 80 | 2.5906 | 34.2165 | 0.24671 | 1.9709 | 0.068165 | 2.647 | 1.6799 | 0.72633 | 0.16863 | 0.74946 | 0.0040478 | 0.0058408 | 0.0034293 | 0.030416 | 0.008 | 0.03675 | 0.0031476 | 0.027912 | 0.002 | 0.01575 | 319.0915 | 462.6157 | 0.0177 | 0.022789 | 0.0326 | 0.010027
EMFAC2011 emission factors for 2014
Assume startup after 8 hours
Assume 45 minutes run time total
2009 Emission Factors from EMFAC2007, average temp 60F; South Coast Air Basin | [26 empty] | lbs/mile |  |  |  | #REF! | #REF! | #REF! | #REF! | #REF! | #REF! | #REF! | #REF! | #REF! | #REF! | #REF! | #REF! | #REF! | #REF! | #REF! | #REF! | #REF! | #REF! | #REF! | #REF!
[31 empty] | Emissions, lbs/day | [9 empty] | Total Emissions, tons
[31 empty] | CO | NOx | VOCs | SOx | PM10 | PM2.5 | Paved Road Fugitive Dust PM10 | Paved Road Fugitive Dust PM2.5 | CO2 | CH4 | CO | NOx | VOCs | SOx | PM10 | PM2.5 | Paved Road Fugitive Dust PM10 | Paved Road Fugitive Dust PM2.5 | CO2 | CH4
Paved Road Fugitive Dust | [25 empty] | KCAPCD | Segment | Length
EPA's AP-42, Section 13.2.1, November 2006 | [26 empty] | A | 13.25 |  |  | #REF! | #REF! | #REF! | #REF! | #REF! | #REF! | #REF! | #REF! | #REF! | #REF! | #REF! | #REF! | #REF! | #REF! | #REF! | #REF! | #REF! | #REF! | #REF! | #REF!
E = k(sL/2)^0.65 x (W/3)^1.5 - C | [26 empty] | B | 20.299 |  |  | #REF! | #REF! | #REF! | #REF! | #REF! | #REF! | #REF! | #REF! | #REF! | #REF! | #REF! | #REF! | #REF! | #REF! | #REF! | #REF! | #REF! | #REF! | #REF! | #REF!
For light-duty trucks assume 2 tons/vehicle | [26 empty] | C | 21.68 |  |  | #REF! | #REF! | #REF! | #REF! | #REF! | #REF! | #REF! | #REF! | #REF! | #REF! | #REF! | #REF! | #REF! | #REF! | #REF! | #REF! | #REF! | #REF! | #REF! | #REF!
Assume silt loading for 10,000 ADT roadways = 0.03 g/m3 | [26 empty] | D | 9.3047 |  |  | #REF! | #REF! | #REF! | #REF! | #REF! | #REF! | #REF! | #REF! | #REF! | #REF! | #REF! | #REF! | #REF! | #REF! | #REF! | #REF! | #REF! | #REF! | #REF! | #REF!
Assume k = 0.016 PM10 | [26 empty] | E | 5.0348 |  |  | #REF! | #REF! | #REF! | #REF! | #REF! | #REF! | #REF! | #REF! | #REF! | #REF! | #REF! | #REF! | #REF! | #REF! | #REF! | #REF! | #REF! | #REF! | #REF! | #REF!
Assume 6 miles in addition for track-out for PM10 | [26 empty] | F | 0 |  |  | #REF! | #REF! | #REF! | #REF! | #REF! | #REF! | #REF! | #REF! | #REF! | #REF! | #REF! | #REF! | #REF! | #REF! | #REF! | #REF! | #REF! | #REF! | #REF! | #REF!
Emission Factors | [26 empty] | G | 0 |  |  | #REF! | #REF! | #REF! | #REF! | #REF! | #REF! | #REF! | #REF! | #REF! | #REF! | #REF! | #REF! | #REF! | #REF! | #REF! | #REF! | #REF! | #REF! | #REF! | #REF!
PM10 | 9.8123e-05 | [25 empty] | H | 0 |  |  | #REF! | #REF! | #REF! | #REF! | #REF! | #REF! | #REF! | #REF! | #REF! | #REF! | #REF! | #REF! | #REF! | #REF! | #REF! | #REF! | #REF! | #REF! | #REF! | #REF!
[27 empty] | I | 0 |  |  | #REF! | #REF! | #REF! | #REF! | #REF! | #REF! | #REF! | #REF! | #REF! | #REF! | #REF! | #REF! | #REF! | #REF! | #REF! | #REF! | #REF! | #REF! | #REF! | #REF!
[26 empty] | AVAQMD | Segment | Length
Unpaved Road Fugitive Dust | [26 empty] | A | 0 |  |  | #REF! | #REF! | #REF! | #REF! | #REF! | #REF! | #REF! | #REF! | #REF! | #REF! | #REF! | #REF! | #REF! | #REF! | #REF! | #REF! | #REF! | #REF! | #REF! | #REF!
EPA's AP-42, Section 13.2.2 | [26 empty] | B | 6.201 |  |  | #REF! | #REF! | #REF! | #REF! | #REF! | #REF! | #REF! | #REF! | #REF! | #REF! | #REF! | #REF! | #REF! | #REF! | #REF! | #REF! | #REF! | #REF! | #REF! | #REF!
Industrial Roads | [26 empty] | C | 0 |  |  | #REF! | #REF! | #REF! | #REF! | #REF! | #REF! | #REF! | #REF! | #REF! | #REF! | #REF! | #REF! | #REF! | #REF! | #REF! | #REF! | #REF! | #REF! | #REF! | #REF!
E = k (s/12)^a x (W/3)^b | [26 empty] | D | 9.8038 |  |  | #REF! | #REF! | #REF! | #REF! | #REF! | #REF! | #REF! | #REF! | #REF! | #REF! | #REF! | #REF! | #REF! | #REF! | #REF! | #REF! | #REF! | #REF! | #REF! | #REF!
Assume 61% control efficiency for watering 3 x daily | [26 empty] | E | 7.2452 |  |  | #REF! | #REF! | #REF! | #REF! | #REF! | #REF! | #REF! | #REF! | #REF! | #REF! | #REF! | #REF! | #REF! | #REF! | #REF! | #REF! | #REF! | #REF! | #REF! | #REF!
For light-duty trucks assume 2 tons/vehicle | [26 empty] | F | 3.6 |  |  | #REF! | #REF! | #REF! | #REF! | #REF! | #REF! | #REF! | #REF! | #REF! | #REF! | #REF! | #REF! | #REF! | #REF! | #REF! | #REF! | #REF! | #REF! | #REF! | #REF!
k = 1.5 for PM10, 0.15 for PM2.5 | [26 empty] | G | 6.1984 |  |  | #REF! | #REF! | #REF! | #REF! | #REF! | #REF! | #REF! | #REF! | #REF! | #REF! | #REF! | #REF! | #REF! | #REF! | #REF! | #REF! | #REF! | #REF! | #REF! | #REF!
s = 8.5, a = 0.9, b = 0.45 | [26 empty] | H | 5.1995 |  |  | #REF! | #REF! | #REF! | #REF! | #REF! | #REF! | #REF! | #REF! | #REF! | #REF! | #REF! | #REF! | #REF! | #REF! | #REF! | #REF! | #REF! | #REF! | #REF! | #REF!
Emission Factors | [26 empty] | I | 17.7142 |  |  | #REF! | #REF! | #REF! | #REF! | #REF! | #REF! | #REF! | #REF! | #REF! | #REF! | #REF! | #REF! | #REF! | #REF! | #REF! | #REF! | #REF! | #REF! | #REF! | #REF!
PM10 | 0.35738
PM2.5 | 0.035738 | [24 empty] | SCAQMD | Segment | Length
[27 empty] | A | 0 |  |  | #REF! | #REF! | #REF! | #REF! | #REF! | #REF! | #REF! | #REF! | #REF! | #REF! | #REF! | #REF! | #REF! | #REF! | #REF! | #REF! | #REF! | #REF! | #REF! | #REF!
[27 empty] | B | 0 |  |  | #REF! | #REF! | #REF! | #REF! | #REF! | #REF! | #REF! | #REF! | #REF! | #REF! | #REF! | #REF! | #REF! | #REF! | #REF! | #REF! | #REF! | #REF! | #REF! | #REF!
[27 empty] | C | 0 |  |  | #REF! | #REF! | #REF! | #REF! | #REF! | #REF! | #REF! | #REF! | #REF! | #REF! | #REF! | #REF! | #REF! | #REF! | #REF! | #REF! | #REF! | #REF! | #REF! | #REF!
[27 empty] | D | 16.5416 |  |  | #REF! | #REF! | #REF! | #REF! | #REF! | #REF! | #REF! | #REF! | #REF! | #REF! | #REF! | #REF! | #REF! | #REF! | #REF! | #REF! | #REF! | #REF! | #REF! | #REF!
[27 empty] | E | 0 |  |  | #REF! | #REF! | #REF! | #REF! | #REF! | #REF! | #REF! | #REF! | #REF! | #REF! | #REF! | #REF! | #REF! | #REF! | #REF! | #REF! | #REF! | #REF! | #REF! | #REF!
[27 empty] | F | 0 |  |  | #REF! | #REF! | #REF! | #REF! | #REF! | #REF! | #REF! | #REF! | #REF! | #REF! | #REF! | #REF! | #REF! | #REF! | #REF! | #REF! | #REF! | #REF! | #REF! | #REF!
[27 empty] | G | 14.6016 |  |  | #REF! | #REF! | #REF! | #REF! | #REF! | #REF! | #REF! | #REF! | #REF! | #REF! | #REF! | #REF! | #REF! | #REF! | #REF! | #REF! | #REF! | #REF! | #REF! | #REF!
[27 empty] | H | 14.5705 |  |  | #REF! | #REF! | #REF! | #REF! | #REF! | #REF! | #REF! | #REF! | #REF! | #REF! | #REF! | #REF! | #REF! | #REF! | #REF! | #REF! | #REF! | #REF! | #REF! | #REF!
[27 empty] | I | 14.1458 |  |  | #REF! | #REF! | #REF! | #REF! | #REF! | #REF! | #REF! | #REF! | #REF! | #REF! | #REF! | #REF! | #REF! | #REF! | #REF! | #REF! | #REF! | #REF! | #REF! | #REF!
[26 empty] | Alternative Corridors |  |  |  |  | CO | NOx | ROG | SOx | PM10 | PM2.5 | Paved Road Fugitive Dust PM10 | Paved Road Fugitive Dust PM2.5 | CO2 | CH4 | CO | NOx | VOCs | SOx | PM10 | PM2.5 | Paved Road Fugitive Dust PM10 | Paved Road Fugitive Dust PM2.5 | CO2 | CH4
ACDJK
[26 empty] | KCAPCD |  |  |  |  | #REF! | #REF! | #REF! | #REF! | #REF! | #REF! | #REF! | #REF! | #REF! | #REF! | #REF! | #REF! | #REF! | #REF! | #REF! | #REF! | #REF! | #REF! | #REF! | #REF!
[26 empty] | AVAQMD |  |  |  |  | #REF! | #REF! | #REF! | #REF! | #REF! | #REF! | #REF! | #REF! | #REF! | #REF! | #REF! | #REF! | #REF! | #REF! | #REF! | #REF! | #REF! | #REF! | #REF! | #REF!
[26 empty] | SCAQMD |  |  |  |  | #REF! | #REF! | #REF! | #REF! | #REF! | #REF! | #REF! | #REF! | #REF! | #REF! | #REF! | #REF! | #REF! | #REF! | #REF! | #REF! | #REF! | #REF! | #REF! | #REF!
ACEGK
[26 empty] | KCAPCD |  |  |  |  | #REF! | #REF! | #REF! | #REF! | #REF! | #REF! | #REF! | #REF! | #REF! | #REF! | #REF! | #REF! | #REF! | #REF! | #REF! | #REF! | #REF! | #REF! | #REF! | #REF!
[26 empty] | AVAQMD |  |  |  |  | #REF! | #REF! | #REF! | #REF! | #REF! | #REF! | #REF! | #REF! | #REF! | #REF! | #REF! | #REF! | #REF! | #REF! | #REF! | #REF! | #REF! | #REF! | #REF! | #REF!
[26 empty] | SCAQMD |  |  |  |  | #REF! | #REF! | #REF! | #REF! | #REF! | #REF! | #REF! | #REF! | #REF! | #REF! | #REF! | #REF! | #REF! | #REF! | #REF! | #REF! | #REF! | #REF! | #REF! | #REF!
ACEFHK
[26 empty] | KCAPCD |  |  |  |  | #REF! | #REF! | #REF! | #REF! | #REF! | #REF! | #REF! | #REF! | #REF! | #REF! | #REF! | #REF! | #REF! | #REF! | #REF! | #REF! | #REF! | #REF! | #REF! | #REF!
[26 empty] | AVAQMD |  |  |  |  | #REF! | #REF! | #REF! | #REF! | #REF! | #REF! | #REF! | #REF! | #REF! | #REF! | #REF! | #REF! | #REF! | #REF! | #REF! | #REF! | #REF! | #REF! | #REF! | #REF!
[26 empty] | SCAQMD |  |  |  |  | #REF! | #REF! | #REF! | #REF! | #REF! | #REF! | #REF! | #REF! | #REF! | #REF! | #REF! | #REF! | #REF! | #REF! | #REF! | #REF! | #REF! | #REF! | #REF! | #REF!
ACEFIK
[26 empty] | KCAPCD |  |  |  |  | #REF! | #REF! | #REF! | #REF! | #REF! | #REF! | #REF! | #REF! | #REF! | #REF! | #REF! | #REF! | #REF! | #REF! | #REF! | #REF! | #REF! | #REF! | #REF! | #REF!
[26 empty] | AVAQMD |  |  |  |  | #REF! | #REF! | #REF! | #REF! | #REF! | #REF! | #REF! | #REF! | #REF! | #REF! | #REF! | #REF! | #REF! | #REF! | #REF! | #REF! | #REF! | #REF! | #REF! | #REF!
[26 empty] | SCAQMD |  |  |  |  | #REF! | #REF! | #REF! | #REF! | #REF! | #REF! | #REF! | #REF! | #REF! | #REF! | #REF! | #REF! | #REF! | #REF! | #REF! | #REF! | #REF! | #REF! | #REF! | #REF!
ABGK
[26 empty] | KCAPCD |  |  |  |  | #REF! | #REF! | #REF! | #REF! | #REF! | #REF! | #REF! | #REF! | #REF! | #REF! | #REF! | #REF! | #REF! | #REF! | #REF! | #REF! | #REF! | #REF! | #REF! | #REF!
[26 empty] | AVAQMD |  |  |  |  | #REF! | #REF! | #REF! | #REF! | #REF! | #REF! | #REF! | #REF! | #REF! | #REF! | #REF! | #REF! | #REF! | #REF! | #REF! | #REF! | #REF! | #REF! | #REF! | #REF!
[26 empty] | SCAQMD |  |  |  |  | #REF! | #REF! | #REF! | #REF! | #REF! | #REF! | #REF! | #REF! | #REF! | #REF! | #REF! | #REF! | #REF! | #REF! | #REF! | #REF! | #REF! | #REF! | #REF! | #REF!
ABFHK
[26 empty] | KCAPCD |  |  |  |  | #REF! | #REF! | #REF! | #REF! | #REF! | #REF! | #REF! | #REF! | #REF! | #REF! | #REF! | #REF! | #REF! | #REF! | #REF! | #REF! | #REF! | #REF! | #REF! | #REF!
[26 empty] | AVAQMD |  |  |  |  | #REF! | #REF! | #REF! | #REF! | #REF! | #REF! | #REF! | #REF! | #REF! | #REF! | #REF! | #REF! | #REF! | #REF! | #REF! | #REF! | #REF! | #REF! | #REF! | #REF!
[26 empty] | SCAQMD |  |  |  |  | #REF! | #REF! | #REF! | #REF! | #REF! | #REF! | #REF! | #REF! | #REF! | #REF! | #REF! | #REF! | #REF! | #REF! | #REF! | #REF! | #REF! | #REF! | #REF! | #REF!
ABFIK
[26 empty] | KCAPCD |  |  |  |  | #REF! | #REF! | #REF! | #REF! | #REF! | #REF! | #REF! | #REF! | #REF! | #REF! | #REF! | #REF! | #REF! | #REF! | #REF! | #REF! | #REF! | #REF! | #REF! | #REF!
[26 empty] | AVAQMD |  |  |  |  | #REF! | #REF! | #REF! | #REF! | #REF! | #REF! | #REF! | #REF! | #REF! | #REF! | #REF! | #REF! | #REF! | #REF! | #REF! | #REF! | #REF! | #REF! | #REF! | #REF!
[26 empty] | SCAQMD |  |  |  |  | #REF! | #REF! | #REF! | #REF! | #REF! | #REF! | #REF! | #REF! | #REF! | #REF! | #REF! | #REF! | #REF! | #REF! | #REF! | #REF! | #REF! | #REF! | #REF! | #REF!
Construction Phase | Vehicle Class | No. of Daily Workers | Speed | VMT | Emissions, lbs/day
|  | Per Construction Phase | (mph) | (mi/vehicle-day) | CO | NOx | VOCs | SOx | PM10 | PM2.5 | Paved Road Fugitive Dust PM10 | Paved Road Fugitive Dust PM2.5 | CO2 | CH4 | N2O
UG Trench/Conduit/Substructure | Light-Duty Truck, catalyst | 49 | 35 | 80 | 26.085 | 2.345 | 2.6733 | 0.035613 | 0.41966 | 0.18361 | 0.41349 | 0.16953 | 2807.6169 | 0.15543 | 0.28282
UG Cable Pulling | Light-Duty Truck, catalyst | 14 | 35 | 80 | 7.4529 | 0.67 | 0.76379 | 0.010175 | 0.1199 | 0.052461 | 0.11814 | 0.048437 | 802.1763 | 0.044408 | 0.080805
Total |  |  |  |  | 33.5379 | 3.015 | 3.437 | 0.045788 | 0.53956 | 0.23608 | 0.53163 | 0.21797 | 3609.7931 | 0.19984 | 0.36362

## Equipment 12kV Dist 10-22-15
Table A-11. 10-22-15 to 11-7-15 Daily Construction Emissions, Construction Heavy Equipment Use, 12kV Distribution
|  |  |  | Emission Factors | [11 empty] | Emissions
Equipment/Phase | FUEL | HP | Load Factor | ROG (lb/hr) | CO (lb/hr) | NOX (lb/hr) | SOX (lb/hr) | PM10 (lb/hr) | PM2.5 (lb/hr) | CO2 (lb/hr) | CH4 (lb/hr) | N2O (lb/hr) | No of Equipment | Hrs Per Day | Days in Service | ROG lbs/day | CO lbs/day | NOX lbs/day | SOX lbs/day | PM10 lbs/day | PM2.5 lbs/day | CO2 lbs/day | CH4 lbs/day | N2O lbs/day
Construction Inspection
Trans: 12 kV Cable Pulling
Cable Dolly | DIESEL | 300 |  | 0.1379 | 0.50802 | 1.3457 | 0.0024954 | 0.044067 | 0.039219 | 254.2385 | 0.012442 | 0.12784 | 1 | 8 | 4 | 1.1032 | 4.0641 | 10.7655 | 0.019963 | 0.35253 | 0.31375 | 2033.908 | 0.099538 | 1.0227
Puller and Tensioner | DIESEL | 300 |  | 0.1379 | 0.50802 | 1.3457 | 0.0024954 | 0.044067 | 0.039219 | 254.2385 | 0.012442 | 0.12784 | 1 | 8 | 4 | 1.1032 | 4.0641 | 10.7655 | 0.019963 | 0.35253 | 0.31375 | 2033.908 | 0.099538 | 1.0227
Reel Trailer | DIESEL | 300 |  | 0.1379 | 0.50802 | 1.3457 | 0.0024954 | 0.044067 | 0.039219 | 254.2385 | 0.012442 | 0.12784 | 1 | 8 | 4 | 1.1032 | 4.0641 | 10.7655 | 0.019963 | 0.35253 | 0.31375 | 2033.908 | 0.099538 | 1.0227
Line Assist Truck | DIESEL | 235 |  | 0.13256 | 0.37614 | 1.1048 | 0.0018739 | 0.03685 | 0.032796 | 166.5454 | 0.011961 | 0.10496 | 1 | 8 | 10 | 1.0605 | 3.0091 | 8.8385 | 0.014991 | 0.2948 | 0.26237 | 1332.3634 | 0.095685 | 0.83966
Combo Truck | DIESEL | 235 |  | 0.13256 | 0.37614 | 1.1048 | 0.0018739 | 0.03685 | 0.032796 | 166.5454 | 0.011961 | 0.10496 | 1 | 8 | 10 | 1.0605 | 3.0091 | 8.8385 | 0.014991 | 0.2948 | 0.26237 | 1332.3634 | 0.095685 | 0.83966
Subtotal | [15 empty] | 5.4305 | 18.2106 | 49.9736 | 0.089873 | 1.6472 | 1.466 | 8766.4508 | 0.48998 | 4.7475
Total | [15 empty] | 5.4305 | 18.2106 | 49.9736 | 0.089873 | 1.6472 | 1.466 | 8766.4508 | 0.48998 | 4.7475

## Trucks 12kV Dist 10-22-15
Table A-12. 10-22-15 to 11-7-15 Daily Construction Emissions, Construction Truck Trips, 12kV Distribution
Vehicle | Vehicle Class | Peak No. of Trucks per day | Total No. of Trucks | Speed | VMT | CO | NOX | ROG | SOx | PM10 |  |  | PM2.5 |  |  | CO2 | CH4 | N2O | Emissions, lbs/day
|  |  |  | (mph) | (mi/vehicle-day) | Running Exhaust (g/mi) | Running Exhaust (g/mi) | Running Exhaust (g/mi) | Running Exhaust (g/mi) | Running Exhaust (g/mi) | Tire Wear (g/mi) | Brake Wear (g/mi) | Running Exhaust (g/mi) | Tire Wear (g/mi) | Brake Wear (g/mi) | Running Exhaust (g/mi) | Running Exhaust (g/mi) | Running Exhaust (g/mi) | CO | NOx | VOCs | SOx | PM10 | PM2.5 | Paved Road Fugitive Dust PM10 | Paved Road Fugitive Dust PM2.5 | CO2 | CH4 | N2O
12 kV Cable Pulling
Line Assist Truck | Light Duty Truck 1, Diesel | 3 |  | 15 | 60 | 0.27174 | 0.61008 | 0.051754 | 0.0031861 | 0.040573 | 0.008 | 0.03675 | 0.037327 | 0.002 | 0.01575 | 295.2811 | 0.016873 | 0.0075639 | 0.10783 | 0.2421 | 0.020538 | 0.0012644 | 0.033859 | 0.021856 | 0 | 0 | 117.1776 | 0.0066959 | 0.0030016
UG Combo Truck | Light Duty Truck 1, Diesel | 3 |  | 15 | 60 | 0.27174 | 0.61008 | 0.051754 | 0.0031861 | 0.040573 | 0.008 | 0.03675 | 0.037327 | 0.002 | 0.01575 | 295.2811 | 0.016873 | 0.0075639 | 0.10783 | 0.2421 | 0.020538 | 0.0012644 | 0.033859 | 0.021856 | 0 | 0 | 117.1776 | 0.0066959 | 0.0030016
Subtotal | [18 empty] | 0.21567 | 0.4842 | 0.041075 | 0.0025287 | 0.067718 | 0.043713 | 0 | 0 | 234.3552 | 0.013392 | 0.0060032 | #REF! | #REF! | #REF! | #REF! | #REF! | #REF! | #REF! | #REF! | #REF! | #REF! | #REF!
Total | [18 empty] | 0.21567 | 0.4842 | 0.041075 | 0.0025287 | 0.067718 | 0.043713 | 0 | 0 | 234.3552 | 0.013392 | 0.0060032
2012 Emission Factors from EMFAC2007, average temp 60F; SCAB
Paved Road Fugitive Dust
EPA's AP-42, Section 13.2.1, November 2006
E = k(sL/2)^0.65 x (W/3)^1.5 - C
For LDT assume 2 tons/vehicle, MDT assume 13 tons/vehicle, HDT assume 20 tons/vehicle
Assume silt loading for 10,000 ADT roadways = 0.03 g/m3
Assume k = 0.016 PM10
Assume 6 miles in addition for track-out for PM10
Emission Factors
PM10, LDT | 9.8123e-05
PM10, MDT | 0.0089448
PM10, HDT | 0.017496

## WorkerTrips 12kV Dist 10-22-15
Table A-13. 10-22-15 to 11-7-15 Daily Construction Emissions, Worker Trips, 12kV Distribution
Construction Phase | Vehicle Class | No. of Daily Workers | Speed | VMT | CO |  | NOX |  | ROG | [5 empty] | SOx |  | PM10 |  |  |  | PM2.5 |  |  |  | CO2 |  | CH4 |  | N2O
|  | Per Construction Phase | (mph) | (mi/vehicle-day) | Running Exhaust (g/mi) | Start-Up (g/vehicle-day) | Running Exhaust (g/mi) | Start-Up (g/vehicle-day) | Running Exhaust (g/mi) | Start-Up (g/vehicle-day) | Hot-Soak (g/vehicle-day) | Resting Loss (g/vehicle-day) | Running Evaporative (g/mi) | Diurnal Evaporative (g/vehicle-day) | Running Exhaust (g/mi) | Start-Up (g/vehicle-day) | Running Exhaust (g/mi) | Start-Up (g/vehicle-day) | Tire Wear (g/mi) | Brake Wear (g/mi) | Running Exhaust (g/mi) | Start-Up (g/vehicle-day) | Tire Wear (g/mi) | Brake Wear (g/mi) | Running Exhaust (g/mi) | Start-Up (g/vehicle-day) | Running Exhaust (g/mi) | Start-Up (g/vehicle-day) | Running Exhaust (g/mi) | Start-Up (g/vehicle-day)
12 kV Cable Pulling | Light-Duty Truck, catalyst | 12 | 35 | 80 | 3.0975 | 38.1469 | 0.30128 | 2.2362 | 0.094167 | 3.0314 | 1.8763 | 0.79644 | 0.20051 | 1.0787 | 0.0040478 | 0.0058408 | 0.0043705 | 0.03404 | 0.008 | 0.03675 | 0.0039996 | 0.031111 | 0.002 | 0.01575 | 372.0084 | 488.7328 | 0.0177 | 0.024075 | 0.0326 | 0.010593
EMFAC2011 emission factors for 2014
Assume startup after 8 hours
Assume 45 minutes run time total
2009 Emission Factors from EMFAC2007, average temp 60F; South Coast Air Basin | [26 empty] | lbs/mile |  |  |  | #REF! | #REF! | #REF! | #REF! | #REF! | #REF! | #REF! | #REF! | #REF! | #REF! | #REF! | #REF! | #REF! | #REF! | #REF! | #REF! | #REF! | #REF! | #REF! | #REF!
[31 empty] | Emissions, lbs/day | [9 empty] | Total Emissions, tons
[31 empty] | CO | NOx | VOCs | SOx | PM10 | PM2.5 | Paved Road Fugitive Dust PM10 | Paved Road Fugitive Dust PM2.5 | CO2 | CH4 | CO | NOx | VOCs | SOx | PM10 | PM2.5 | Paved Road Fugitive Dust PM10 | Paved Road Fugitive Dust PM2.5 | CO2 | CH4
Paved Road Fugitive Dust | [25 empty] | KCAPCD | Segment | Length
EPA's AP-42, Section 13.2.1, November 2006 | [26 empty] | A | 13.25 |  |  | #REF! | #REF! | #REF! | #REF! | #REF! | #REF! | #REF! | #REF! | #REF! | #REF! | #REF! | #REF! | #REF! | #REF! | #REF! | #REF! | #REF! | #REF! | #REF! | #REF!
E = k(sL/2)^0.65 x (W/3)^1.5 - C | [26 empty] | B | 20.299 |  |  | #REF! | #REF! | #REF! | #REF! | #REF! | #REF! | #REF! | #REF! | #REF! | #REF! | #REF! | #REF! | #REF! | #REF! | #REF! | #REF! | #REF! | #REF! | #REF! | #REF!
For light-duty trucks assume 2 tons/vehicle | [26 empty] | C | 21.68 |  |  | #REF! | #REF! | #REF! | #REF! | #REF! | #REF! | #REF! | #REF! | #REF! | #REF! | #REF! | #REF! | #REF! | #REF! | #REF! | #REF! | #REF! | #REF! | #REF! | #REF!
Assume silt loading for 10,000 ADT roadways = 0.03 g/m3 | [26 empty] | D | 9.3047 |  |  | #REF! | #REF! | #REF! | #REF! | #REF! | #REF! | #REF! | #REF! | #REF! | #REF! | #REF! | #REF! | #REF! | #REF! | #REF! | #REF! | #REF! | #REF! | #REF! | #REF!
Assume k = 0.016 PM10 | [26 empty] | E | 5.0348 |  |  | #REF! | #REF! | #REF! | #REF! | #REF! | #REF! | #REF! | #REF! | #REF! | #REF! | #REF! | #REF! | #REF! | #REF! | #REF! | #REF! | #REF! | #REF! | #REF! | #REF!
Assume 6 miles in addition for track-out for PM10 | [26 empty] | F | 0 |  |  | #REF! | #REF! | #REF! | #REF! | #REF! | #REF! | #REF! | #REF! | #REF! | #REF! | #REF! | #REF! | #REF! | #REF! | #REF! | #REF! | #REF! | #REF! | #REF! | #REF!
Emission Factors | [26 empty] | G | 0 |  |  | #REF! | #REF! | #REF! | #REF! | #REF! | #REF! | #REF! | #REF! | #REF! | #REF! | #REF! | #REF! | #REF! | #REF! | #REF! | #REF! | #REF! | #REF! | #REF! | #REF!
PM10 | 9.8123e-05 | [25 empty] | H | 0 |  |  | #REF! | #REF! | #REF! | #REF! | #REF! | #REF! | #REF! | #REF! | #REF! | #REF! | #REF! | #REF! | #REF! | #REF! | #REF! | #REF! | #REF! | #REF! | #REF! | #REF!
[27 empty] | I | 0 |  |  | #REF! | #REF! | #REF! | #REF! | #REF! | #REF! | #REF! | #REF! | #REF! | #REF! | #REF! | #REF! | #REF! | #REF! | #REF! | #REF! | #REF! | #REF! | #REF! | #REF!
[26 empty] | AVAQMD | Segment | Length
Unpaved Road Fugitive Dust | [26 empty] | A | 0 |  |  | #REF! | #REF! | #REF! | #REF! | #REF! | #REF! | #REF! | #REF! | #REF! | #REF! | #REF! | #REF! | #REF! | #REF! | #REF! | #REF! | #REF! | #REF! | #REF! | #REF!
EPA's AP-42, Section 13.2.2 | [26 empty] | B | 6.201 |  |  | #REF! | #REF! | #REF! | #REF! | #REF! | #REF! | #REF! | #REF! | #REF! | #REF! | #REF! | #REF! | #REF! | #REF! | #REF! | #REF! | #REF! | #REF! | #REF! | #REF!
Industrial Roads | [26 empty] | C | 0 |  |  | #REF! | #REF! | #REF! | #REF! | #REF! | #REF! | #REF! | #REF! | #REF! | #REF! | #REF! | #REF! | #REF! | #REF! | #REF! | #REF! | #REF! | #REF! | #REF! | #REF!
E = k (s/12)^a x (W/3)^b | [26 empty] | D | 9.8038 |  |  | #REF! | #REF! | #REF! | #REF! | #REF! | #REF! | #REF! | #REF! | #REF! | #REF! | #REF! | #REF! | #REF! | #REF! | #REF! | #REF! | #REF! | #REF! | #REF! | #REF!
Assume 61% control efficiency for watering 3 x daily | [26 empty] | E | 7.2452 |  |  | #REF! | #REF! | #REF! | #REF! | #REF! | #REF! | #REF! | #REF! | #REF! | #REF! | #REF! | #REF! | #REF! | #REF! | #REF! | #REF! | #REF! | #REF! | #REF! | #REF!
For light-duty trucks assume 2 tons/vehicle | [26 empty] | F | 3.6 |  |  | #REF! | #REF! | #REF! | #REF! | #REF! | #REF! | #REF! | #REF! | #REF! | #REF! | #REF! | #REF! | #REF! | #REF! | #REF! | #REF! | #REF! | #REF! | #REF! | #REF!
k = 1.5 for PM10, 0.15 for PM2.5 | [26 empty] | G | 6.1984 |  |  | #REF! | #REF! | #REF! | #REF! | #REF! | #REF! | #REF! | #REF! | #REF! | #REF! | #REF! | #REF! | #REF! | #REF! | #REF! | #REF! | #REF! | #REF! | #REF! | #REF!
s = 8.5, a = 0.9, b = 0.45 | [26 empty] | H | 5.1995 |  |  | #REF! | #REF! | #REF! | #REF! | #REF! | #REF! | #REF! | #REF! | #REF! | #REF! | #REF! | #REF! | #REF! | #REF! | #REF! | #REF! | #REF! | #REF! | #REF! | #REF!
Emission Factors | [26 empty] | I | 17.7142 |  |  | #REF! | #REF! | #REF! | #REF! | #REF! | #REF! | #REF! | #REF! | #REF! | #REF! | #REF! | #REF! | #REF! | #REF! | #REF! | #REF! | #REF! | #REF! | #REF! | #REF!
PM10 | 0.35738
PM2.5 | 0.035738 | [24 empty] | SCAQMD | Segment | Length
[27 empty] | A | 0 |  |  | #REF! | #REF! | #REF! | #REF! | #REF! | #REF! | #REF! | #REF! | #REF! | #REF! | #REF! | #REF! | #REF! | #REF! | #REF! | #REF! | #REF! | #REF! | #REF! | #REF!
[27 empty] | B | 0 |  |  | #REF! | #REF! | #REF! | #REF! | #REF! | #REF! | #REF! | #REF! | #REF! | #REF! | #REF! | #REF! | #REF! | #REF! | #REF! | #REF! | #REF! | #REF! | #REF! | #REF!
[27 empty] | C | 0 |  |  | #REF! | #REF! | #REF! | #REF! | #REF! | #REF! | #REF! | #REF! | #REF! | #REF! | #REF! | #REF! | #REF! | #REF! | #REF! | #REF! | #REF! | #REF! | #REF! | #REF!
[27 empty] | D | 16.5416 |  |  | #REF! | #REF! | #REF! | #REF! | #REF! | #REF! | #REF! | #REF! | #REF! | #REF! | #REF! | #REF! | #REF! | #REF! | #REF! | #REF! | #REF! | #REF! | #REF! | #REF!
[27 empty] | E | 0 |  |  | #REF! | #REF! | #REF! | #REF! | #REF! | #REF! | #REF! | #REF! | #REF! | #REF! | #REF! | #REF! | #REF! | #REF! | #REF! | #REF! | #REF! | #REF! | #REF! | #REF!
[27 empty] | F | 0 |  |  | #REF! | #REF! | #REF! | #REF! | #REF! | #REF! | #REF! | #REF! | #REF! | #REF! | #REF! | #REF! | #REF! | #REF! | #REF! | #REF! | #REF! | #REF! | #REF! | #REF!
[27 empty] | G | 14.6016 |  |  | #REF! | #REF! | #REF! | #REF! | #REF! | #REF! | #REF! | #REF! | #REF! | #REF! | #REF! | #REF! | #REF! | #REF! | #REF! | #REF! | #REF! | #REF! | #REF! | #REF!
[27 empty] | H | 14.5705 |  |  | #REF! | #REF! | #REF! | #REF! | #REF! | #REF! | #REF! | #REF! | #REF! | #REF! | #REF! | #REF! | #REF! | #REF! | #REF! | #REF! | #REF! | #REF! | #REF! | #REF!
[27 empty] | I | 14.1458 |  |  | #REF! | #REF! | #REF! | #REF! | #REF! | #REF! | #REF! | #REF! | #REF! | #REF! | #REF! | #REF! | #REF! | #REF! | #REF! | #REF! | #REF! | #REF! | #REF! | #REF!
[26 empty] | Alternative Corridors |  |  |  |  | CO | NOx | ROG | SOx | PM10 | PM2.5 | Paved Road Fugitive Dust PM10 | Paved Road Fugitive Dust PM2.5 | CO2 | CH4 | CO | NOx | VOCs | SOx | PM10 | PM2.5 | Paved Road Fugitive Dust PM10 | Paved Road Fugitive Dust PM2.5 | CO2 | CH4
ACDJK
[26 empty] | KCAPCD |  |  |  |  | #REF! | #REF! | #REF! | #REF! | #REF! | #REF! | #REF! | #REF! | #REF! | #REF! | #REF! | #REF! | #REF! | #REF! | #REF! | #REF! | #REF! | #REF! | #REF! | #REF!
[26 empty] | AVAQMD |  |  |  |  | #REF! | #REF! | #REF! | #REF! | #REF! | #REF! | #REF! | #REF! | #REF! | #REF! | #REF! | #REF! | #REF! | #REF! | #REF! | #REF! | #REF! | #REF! | #REF! | #REF!
[26 empty] | SCAQMD |  |  |  |  | #REF! | #REF! | #REF! | #REF! | #REF! | #REF! | #REF! | #REF! | #REF! | #REF! | #REF! | #REF! | #REF! | #REF! | #REF! | #REF! | #REF! | #REF! | #REF! | #REF!
ACEGK
[26 empty] | KCAPCD |  |  |  |  | #REF! | #REF! | #REF! | #REF! | #REF! | #REF! | #REF! | #REF! | #REF! | #REF! | #REF! | #REF! | #REF! | #REF! | #REF! | #REF! | #REF! | #REF! | #REF! | #REF!
[26 empty] | AVAQMD |  |  |  |  | #REF! | #REF! | #REF! | #REF! | #REF! | #REF! | #REF! | #REF! | #REF! | #REF! | #REF! | #REF! | #REF! | #REF! | #REF! | #REF! | #REF! | #REF! | #REF! | #REF!
[26 empty] | SCAQMD |  |  |  |  | #REF! | #REF! | #REF! | #REF! | #REF! | #REF! | #REF! | #REF! | #REF! | #REF! | #REF! | #REF! | #REF! | #REF! | #REF! | #REF! | #REF! | #REF! | #REF! | #REF!
ACEFHK
[26 empty] | KCAPCD |  |  |  |  | #REF! | #REF! | #REF! | #REF! | #REF! | #REF! | #REF! | #REF! | #REF! | #REF! | #REF! | #REF! | #REF! | #REF! | #REF! | #REF! | #REF! | #REF! | #REF! | #REF!
[26 empty] | AVAQMD |  |  |  |  | #REF! | #REF! | #REF! | #REF! | #REF! | #REF! | #REF! | #REF! | #REF! | #REF! | #REF! | #REF! | #REF! | #REF! | #REF! | #REF! | #REF! | #REF! | #REF! | #REF!
[26 empty] | SCAQMD |  |  |  |  | #REF! | #REF! | #REF! | #REF! | #REF! | #REF! | #REF! | #REF! | #REF! | #REF! | #REF! | #REF! | #REF! | #REF! | #REF! | #REF! | #REF! | #REF! | #REF! | #REF!
ACEFIK
[26 empty] | KCAPCD |  |  |  |  | #REF! | #REF! | #REF! | #REF! | #REF! | #REF! | #REF! | #REF! | #REF! | #REF! | #REF! | #REF! | #REF! | #REF! | #REF! | #REF! | #REF! | #REF! | #REF! | #REF!
[26 empty] | AVAQMD |  |  |  |  | #REF! | #REF! | #REF! | #REF! | #REF! | #REF! | #REF! | #REF! | #REF! | #REF! | #REF! | #REF! | #REF! | #REF! | #REF! | #REF! | #REF! | #REF! | #REF! | #REF!
[26 empty] | SCAQMD |  |  |  |  | #REF! | #REF! | #REF! | #REF! | #REF! | #REF! | #REF! | #REF! | #REF! | #REF! | #REF! | #REF! | #REF! | #REF! | #REF! | #REF! | #REF! | #REF! | #REF! | #REF!
ABGK
[26 empty] | KCAPCD |  |  |  |  | #REF! | #REF! | #REF! | #REF! | #REF! | #REF! | #REF! | #REF! | #REF! | #REF! | #REF! | #REF! | #REF! | #REF! | #REF! | #REF! | #REF! | #REF! | #REF! | #REF!
[26 empty] | AVAQMD |  |  |  |  | #REF! | #REF! | #REF! | #REF! | #REF! | #REF! | #REF! | #REF! | #REF! | #REF! | #REF! | #REF! | #REF! | #REF! | #REF! | #REF! | #REF! | #REF! | #REF! | #REF!
[26 empty] | SCAQMD |  |  |  |  | #REF! | #REF! | #REF! | #REF! | #REF! | #REF! | #REF! | #REF! | #REF! | #REF! | #REF! | #REF! | #REF! | #REF! | #REF! | #REF! | #REF! | #REF! | #REF! | #REF!
ABFHK
[26 empty] | KCAPCD |  |  |  |  | #REF! | #REF! | #REF! | #REF! | #REF! | #REF! | #REF! | #REF! | #REF! | #REF! | #REF! | #REF! | #REF! | #REF! | #REF! | #REF! | #REF! | #REF! | #REF! | #REF!
[26 empty] | AVAQMD |  |  |  |  | #REF! | #REF! | #REF! | #REF! | #REF! | #REF! | #REF! | #REF! | #REF! | #REF! | #REF! | #REF! | #REF! | #REF! | #REF! | #REF! | #REF! | #REF! | #REF! | #REF!
[26 empty] | SCAQMD |  |  |  |  | #REF! | #REF! | #REF! | #REF! | #REF! | #REF! | #REF! | #REF! | #REF! | #REF! | #REF! | #REF! | #REF! | #REF! | #REF! | #REF! | #REF! | #REF! | #REF! | #REF!
ABFIK
[26 empty] | KCAPCD |  |  |  |  | #REF! | #REF! | #REF! | #REF! | #REF! | #REF! | #REF! | #REF! | #REF! | #REF! | #REF! | #REF! | #REF! | #REF! | #REF! | #REF! | #REF! | #REF! | #REF! | #REF!
[26 empty] | AVAQMD |  |  |  |  | #REF! | #REF! | #REF! | #REF! | #REF! | #REF! | #REF! | #REF! | #REF! | #REF! | #REF! | #REF! | #REF! | #REF! | #REF! | #REF! | #REF! | #REF! | #REF! | #REF!
[26 empty] | SCAQMD |  |  |  |  | #REF! | #REF! | #REF! | #REF! | #REF! | #REF! | #REF! | #REF! | #REF! | #REF! | #REF! | #REF! | #REF! | #REF! | #REF! | #REF! | #REF! | #REF! | #REF! | #REF!
Construction Phase | Vehicle Class | No. of Daily Workers | Speed | VMT | Emissions, lbs/day
|  | Per Construction Phase | (mph) | (mi/vehicle-day) | CO | NOx | VOCs | SOx | PM10 | PM2.5 | Paved Road Fugitive Dust PM10 | Paved Road Fugitive Dust PM2.5 | CO2 | CH4 | N2O
12 kV Cable Pulling | Light-Duty Truck, catalyst | 12 | 35 | 80 | 7.5649 | 0.69681 | 0.80311 | 0.0087216 | 0.10486 | 0.046855 | 0.10126 | 0.041518 | 800.2664 | 0.038098 | 0.069276
Simultaneous Worker Emissions |  |  |  |  | 7.5649 | 0.69681 | 0.80311 | 0.0087216 | 0.10486 | 0.046855 | 0.10126 | 0.041518 | 800.2664 | 0.038098 | 0.069276

## Equipment SCS 3-30-15 (hidden)
Table A-5. 3-30-15 Daily Construction Emissions, Construction Heavy Equipment Use, Salt Creek Substation
|  |  |  | Emission Factors | [11 empty] | Emissions
Equipment/Phase | FUEL | HP | Load Factor | ROG (lb/hr) | CO (lb/hr) | NOX (lb/hr) | SOX (lb/hr) | PM10 (lb/hr) | PM2.5 (lb/hr) | CO2 (lb/hr) | CH4 (lb/hr) | N2O (lb/hr) | No of Equipment | Hrs Per Day | Days in Service | ROG lbs/day | CO lbs/day | NOX lbs/day | SOX lbs/day | PM10 lbs/day | PM2.5 lbs/day | CO2 lbs/day | CH4 lbs/day | N2O lbs/day
Construction Inspection
Salt Creek Substation - Substation General Construction
Air Compressor | DIESEL | 78 | 0.48 | 0.075776 | 0.3054 | 0.38971 | 0.00055075 | 0.024762 | 0.022038 | 46.9502 | 0.0068372 | 0.037023 | 1 | 6 | 280 | 0.45466 | 1.8324 | 2.3383 | 0.0033045 | 0.14857 | 0.13223 | 281.7014 | 0.041023 | 0.22214
Mechanic Truck | DIESEL | 175 |  | 0.13256 | 0.37614 | 1.1048 | 0.0018739 | 0.03685 | 0.032796 | 166.5454 | 0.011961 | 0.10496 | 1 | 2 | 280 | 0.26512 | 0.75228 | 2.2096 | 0.0037478 | 0.073699 | 0.065592 | 333.0908 | 0.023921 | 0.20991
Generator | DIESEL | 5 | 0.74 | 0.075776 | 0.048942 | 0.043395 | 0.00015884 | 0.0048942 | 0.0043558 | 10.2077 | 0.0012796 | 0.0041225 | 1 | 3 | 125 | 0.22733 | 0.14683 | 0.13019 | 0.00047652 | 0.014683 | 0.013067 | 30.623 | 0.0038388 | 0.012368
Subtotal | [15 empty] | 0.94711 | 2.7315 | 4.6781 | 0.0075289 | 0.23695 | 0.21089 | 645.4152 | 0.068783 | 0.44442
Salt Creek Substation Below Grade Construction
Skid Steer / Skip Loader | DIESEL | 37 | 0.37 | 0.044311 | 0.12374 | 0.16056 | 0.0003299 | 0.013581 | 0.012087 | 25.5192 | 0.0039981 | 0.015253 | 1 | 1 | 75 | 0.044311 | 0.12374 | 0.16056 | 0.0003299 | 0.013581 | 0.012087 | 25.5192 | 0.0039981 | 0.015253
Trencher/Ditch Witch | DIESEL | 69 | 0.5 | 0.1212 | 0.28142 | 0.40463 | 0.00076125 | 0.022817 | 0.020308 | 64.8951 | 0.010936 | 0.03844 | 1 | 6 | 176 | 0.72721 | 1.6885 | 2.4278 | 0.0045675 | 0.1369 | 0.12185 | 389.3709 | 0.065615 | 0.23064
Loader | DIESEL | 87 | 0.37 | 0.090176 | 0.26257 | 0.33506 | 0.00069109 | 0.02129 | 0.018948 | 58.9135 | 0.0081364 | 0.031831 | 1 | 6 | 30 | 0.54106 | 1.5754 | 2.0104 | 0.0041465 | 0.12774 | 0.11369 | 353.481 | 0.048819 | 0.19099
Water Truck | DIESEL | 175 |  | 0.13256 | 0.37614 | 1.1048 | 0.0018739 | 0.03685 | 0.032796 | 166.5454 | 0.011961 | 0.10496 | 1 | 3 | 40 | 0.39768 | 1.1284 | 3.3144 | 0.0056218 | 0.11055 | 0.098388 | 499.6363 | 0.035882 | 0.31487
Subtotal | [15 empty] | 1.7103 | 4.5161 | 7.9132 | 0.014666 | 0.38877 | 0.34601 | 1268.0073 | 0.15431 | 0.75175
Simultaneous Construction Equipment | [15 empty] | 2.6574 | 7.2476 | 12.5912 | 0.022195 | 0.62573 | 0.5569 | 1913.4225 | 0.2231 | 1.1962

## Construction Truck SCS 3-30-15 (hidden)
Table A-6. 3-30-15 Daily Construction Emissions, Construction Truck Trips, Salt Creek Substation
Vehicle | Vehicle Class | Peak No. of Trucks per day | Total No. of Trucks | Speed | VMT | CO | NOX | ROG | SOx | PM10 |  |  | PM2.5 |  |  | CO2 | CH4 | N2O | Emissions, lbs/day
|  |  |  | (mph) | (mi/vehicle-day) | Running Exhaust (g/mi) | Running Exhaust (g/mi) | Running Exhaust (g/mi) | Running Exhaust (g/mi) | Running Exhaust (g/mi) | Tire Wear (g/mi) | Brake Wear (g/mi) | Running Exhaust (g/mi) | Tire Wear (g/mi) | Brake Wear (g/mi) | Running Exhaust (g/mi) | Running Exhaust (g/mi) | Running Exhaust (g/mi) | CO | NOx | VOCs | SOx | PM10 | PM2.5 | Paved Road Fugitive Dust PM10 | Paved Road Fugitive Dust PM2.5 | CO2 | CH4 | N2O
Substation General Construction
Foreman Pick-Up | Light Duty Truck 1, Diesel | 3 |  | 15 | 60 | 0.27174 | 0.61008 | 0.051754 | 0.0031861 | 0.040573 | 0.008 | 0.03675 | 0.037327 | 0.002 | 0.01575 | 295.2811 | 0.016873 | 0.0075639 | 0.10783 | 0.2421 | 0.020538 | 0.0012644 | 0.033859 | 0.021856 | 0.017662 | 0.0037091 | 117.1776 | 0.0066959 | 0.0030016
Delivery Trucks | Heavy Duty Truck, Diesel | 1 |  | 35 | 80 | 1.1196 | 7.828 | 0.29673 | 0.010712 | 0.22469 | 0.012 | 0.13034 | 0.20672 | 0.003 | 0.05586 | 1111.5493 | 0.063517 | 0.028473 | 0.19746 | 1.3806 | 0.052334 | 0.0018893 | 0.064734 | 0.04684 | 0.0078498 | 0.0016485 | 196.0448 | 0.011203 | 0.0050219
Subtotal | [18 empty] | 0.30529 | 1.6227 | 0.072872 | 0.0031536 | 0.098593 | 0.068696 | 0.025512 | 0.0053575 | 313.2224 | 0.017898 | 0.0080235
Substation Below Grade Construction
Pickup Truck | Light Duty Truck 1, Diesel | 6 |  | 15 | 60 | 0.27174 | 0.61008 | 0.051754 | 0.0031861 | 0.040573 | 0.008 | 0.03675 | 0.037327 | 0.002 | 0.01575 | 295.2811 | 0.016873 | 0.0075639 | 0.21567 | 0.4842 | 0.041075 | 0.0025287 | 0.067718 | 0.043713 | 0.035324 | 0.0074181 | 234.3552 | 0.013392 | 0.0060032
Subtotal | [18 empty] | 0.21567 | 0.4842 | 0.041075 | 0.0025287 | 0.067718 | 0.043713 | 0.035324 | 0.0074181 | 234.3552 | 0.013392 | 0.0060032
Simultaneous Construction Trucks | [18 empty] | 0.52096 | 2.1069 | 0.11395 | 0.0056824 | 0.16631 | 0.11241 | 0.060836 | 0.012776 | 547.5776 | 0.03129 | 0.014027
2012 Emission Factors from EMFAC2007, average temp 60F; SCAB
Paved Road Fugitive Dust
EPA's AP-42, Section 13.2.1, November 2006
E = k(sL/2)^0.65 x (W/3)^1.5 - C
For LDT assume 2 tons/vehicle, MDT assume 13 tons/vehicle, HDT assume 20 tons/vehicle
Assume silt loading for 10,000 ADT roadways = 0.03 g/m3
Assume k = 0.016 PM10
Assume 6 miles in addition for track-out for PM10
Emission Factors
PM10, LDT | 9.8123e-05
PM10, MDT | 0.0089448
PM10, HDT | 0.017496

## WorkerTrips SCS 3-30-15 (hidden)
Table A-7. 3-30-15 Daily Construction Emissions, Worker Trips, Salt Creek Substation
Construction Phase | Vehicle Class | No. of Daily Workers | Speed | VMT | CO |  | NOX |  | ROG | [5 empty] | SOx |  | PM10 |  |  |  | PM2.5 |  |  |  | CO2 |  | CH4 |  | N2O
|  | Per Construction Phase | (mph) | (mi/vehicle-day) | Running Exhaust (g/mi) | Start-Up (g/vehicle-day) | Running Exhaust (g/mi) | Start-Up (g/vehicle-day) | Running Exhaust (g/mi) | Start-Up (g/vehicle-day) | Hot-Soak (g/vehicle-day) | Resting Loss (g/vehicle-day) | Running Evaporative (g/mi) | Diurnal Evaporative (g/vehicle-day) | Running Exhaust (g/mi) | Start-Up (g/vehicle-day) | Running Exhaust (g/mi) | Start-Up (g/vehicle-day) | Tire Wear (g/mi) | Brake Wear (g/mi) | Running Exhaust (g/mi) | Start-Up (g/vehicle-day) | Tire Wear (g/mi) | Brake Wear (g/mi) | Running Exhaust (g/mi) | Start-Up (g/vehicle-day) | Running Exhaust (g/mi) | Start-Up (g/vehicle-day) | Running Exhaust (g/mi) | Start-Up (g/vehicle-day)
Substation General Construction | Light-Duty Truck, catalyst | 3 | 35 | 80 | 3.0975 | 38.1469 | 0.30128 | 2.2362 | 0.094167 | 3.0314 | 1.8763 | 0.79644 | 0.20051 | 1.0787 | 0.0040478 | 0.0058408 | 0.0043705 | 0.03404 | 0.008 | 0.03675 | 0.0039996 | 0.031111 | 0.002 | 0.01575 | 372.0084 | 488.7328 | 0.0177 | 0.024075 | 0.0326 | 0.010593
Substation Below Grade Construction | Light-Duty Truck, catalyst | 15 | 35 | 80 | 3.0975 | 38.1469 | 0.30128 | 2.2362 | 0.094167 | 3.0314 | 1.8763 | 0.79644 | 0.20051 | 1.0787 | 0.0040478 | 0.0058408 | 0.0043705 | 0.03404 | 0.008 | 0.03675 | 0.0039996 | 0.031111 | 0.002 | 0.01575 | 372.0084 | 488.7328 | 0.0177 | 0.024075 | 0.0326 | 0.010593
EMFAC2011 emission factors for 2014
Assume startup after 8 hours
Assume 45 minutes run time total
2009 Emission Factors from EMFAC2007, average temp 60F; South Coast Air Basin | [26 empty] | lbs/mile |  |  |  | #REF! | #REF! | #REF! | #REF! | #REF! | #REF! | #REF! | #REF! | #REF! | #REF! | #REF! | #REF! | #REF! | #REF! | #REF! | #REF! | #REF! | #REF! | #REF! | #REF!
[31 empty] | Emissions, lbs/day | [9 empty] | Total Emissions, tons
[31 empty] | CO | NOx | VOCs | SOx | PM10 | PM2.5 | Paved Road Fugitive Dust PM10 | Paved Road Fugitive Dust PM2.5 | CO2 | CH4 | CO | NOx | VOCs | SOx | PM10 | PM2.5 | Paved Road Fugitive Dust PM10 | Paved Road Fugitive Dust PM2.5 | CO2 | CH4
Paved Road Fugitive Dust | [25 empty] | KCAPCD | Segment | Length
EPA's AP-42, Section 13.2.1, November 2006 | [26 empty] | A | 13.25 |  |  | #REF! | #REF! | #REF! | #REF! | #REF! | #REF! | #REF! | #REF! | #REF! | #REF! | #REF! | #REF! | #REF! | #REF! | #REF! | #REF! | #REF! | #REF! | #REF! | #REF!
E = k(sL/2)^0.65 x (W/3)^1.5 - C | [26 empty] | B | 20.299 |  |  | #REF! | #REF! | #REF! | #REF! | #REF! | #REF! | #REF! | #REF! | #REF! | #REF! | #REF! | #REF! | #REF! | #REF! | #REF! | #REF! | #REF! | #REF! | #REF! | #REF!
For light-duty trucks assume 2 tons/vehicle | [26 empty] | C | 21.68 |  |  | #REF! | #REF! | #REF! | #REF! | #REF! | #REF! | #REF! | #REF! | #REF! | #REF! | #REF! | #REF! | #REF! | #REF! | #REF! | #REF! | #REF! | #REF! | #REF! | #REF!
Assume silt loading for 10,000 ADT roadways = 0.03 g/m3 | [26 empty] | D | 9.3047 |  |  | #REF! | #REF! | #REF! | #REF! | #REF! | #REF! | #REF! | #REF! | #REF! | #REF! | #REF! | #REF! | #REF! | #REF! | #REF! | #REF! | #REF! | #REF! | #REF! | #REF!
Assume k = 0.016 PM10 | [26 empty] | E | 5.0348 |  |  | #REF! | #REF! | #REF! | #REF! | #REF! | #REF! | #REF! | #REF! | #REF! | #REF! | #REF! | #REF! | #REF! | #REF! | #REF! | #REF! | #REF! | #REF! | #REF! | #REF!
Assume 6 miles in addition for track-out for PM10 | [26 empty] | F | 0 |  |  | #REF! | #REF! | #REF! | #REF! | #REF! | #REF! | #REF! | #REF! | #REF! | #REF! | #REF! | #REF! | #REF! | #REF! | #REF! | #REF! | #REF! | #REF! | #REF! | #REF!
Emission Factors | [26 empty] | G | 0 |  |  | #REF! | #REF! | #REF! | #REF! | #REF! | #REF! | #REF! | #REF! | #REF! | #REF! | #REF! | #REF! | #REF! | #REF! | #REF! | #REF! | #REF! | #REF! | #REF! | #REF!
PM10 | 9.8123e-05 | [25 empty] | H | 0 |  |  | #REF! | #REF! | #REF! | #REF! | #REF! | #REF! | #REF! | #REF! | #REF! | #REF! | #REF! | #REF! | #REF! | #REF! | #REF! | #REF! | #REF! | #REF! | #REF! | #REF!
[27 empty] | I | 0 |  |  | #REF! | #REF! | #REF! | #REF! | #REF! | #REF! | #REF! | #REF! | #REF! | #REF! | #REF! | #REF! | #REF! | #REF! | #REF! | #REF! | #REF! | #REF! | #REF! | #REF!
[26 empty] | AVAQMD | Segment | Length
Unpaved Road Fugitive Dust | [26 empty] | A | 0 |  |  | #REF! | #REF! | #REF! | #REF! | #REF! | #REF! | #REF! | #REF! | #REF! | #REF! | #REF! | #REF! | #REF! | #REF! | #REF! | #REF! | #REF! | #REF! | #REF! | #REF!
EPA's AP-42, Section 13.2.2 | [26 empty] | B | 6.201 |  |  | #REF! | #REF! | #REF! | #REF! | #REF! | #REF! | #REF! | #REF! | #REF! | #REF! | #REF! | #REF! | #REF! | #REF! | #REF! | #REF! | #REF! | #REF! | #REF! | #REF!
Industrial Roads | [26 empty] | C | 0 |  |  | #REF! | #REF! | #REF! | #REF! | #REF! | #REF! | #REF! | #REF! | #REF! | #REF! | #REF! | #REF! | #REF! | #REF! | #REF! | #REF! | #REF! | #REF! | #REF! | #REF!
E = k (s/12)^a x (W/3)^b | [26 empty] | D | 9.8038 |  |  | #REF! | #REF! | #REF! | #REF! | #REF! | #REF! | #REF! | #REF! | #REF! | #REF! | #REF! | #REF! | #REF! | #REF! | #REF! | #REF! | #REF! | #REF! | #REF! | #REF!
Assume 61% control efficiency for watering 3 x daily | [26 empty] | E | 7.2452 |  |  | #REF! | #REF! | #REF! | #REF! | #REF! | #REF! | #REF! | #REF! | #REF! | #REF! | #REF! | #REF! | #REF! | #REF! | #REF! | #REF! | #REF! | #REF! | #REF! | #REF!
For light-duty trucks assume 2 tons/vehicle | [26 empty] | F | 3.6 |  |  | #REF! | #REF! | #REF! | #REF! | #REF! | #REF! | #REF! | #REF! | #REF! | #REF! | #REF! | #REF! | #REF! | #REF! | #REF! | #REF! | #REF! | #REF! | #REF! | #REF!
k = 1.5 for PM10, 0.15 for PM2.5 | [26 empty] | G | 6.1984 |  |  | #REF! | #REF! | #REF! | #REF! | #REF! | #REF! | #REF! | #REF! | #REF! | #REF! | #REF! | #REF! | #REF! | #REF! | #REF! | #REF! | #REF! | #REF! | #REF! | #REF!
s = 8.5, a = 0.9, b = 0.45 | [26 empty] | H | 5.1995 |  |  | #REF! | #REF! | #REF! | #REF! | #REF! | #REF! | #REF! | #REF! | #REF! | #REF! | #REF! | #REF! | #REF! | #REF! | #REF! | #REF! | #REF! | #REF! | #REF! | #REF!
Emission Factors | [26 empty] | I | 17.7142 |  |  | #REF! | #REF! | #REF! | #REF! | #REF! | #REF! | #REF! | #REF! | #REF! | #REF! | #REF! | #REF! | #REF! | #REF! | #REF! | #REF! | #REF! | #REF! | #REF! | #REF!
PM10 | 0.35738
PM2.5 | 0.035738 | [24 empty] | SCAQMD | Segment | Length
[27 empty] | A | 0 |  |  | #REF! | #REF! | #REF! | #REF! | #REF! | #REF! | #REF! | #REF! | #REF! | #REF! | #REF! | #REF! | #REF! | #REF! | #REF! | #REF! | #REF! | #REF! | #REF! | #REF!
[27 empty] | B | 0 |  |  | #REF! | #REF! | #REF! | #REF! | #REF! | #REF! | #REF! | #REF! | #REF! | #REF! | #REF! | #REF! | #REF! | #REF! | #REF! | #REF! | #REF! | #REF! | #REF! | #REF!
[27 empty] | C | 0 |  |  | #REF! | #REF! | #REF! | #REF! | #REF! | #REF! | #REF! | #REF! | #REF! | #REF! | #REF! | #REF! | #REF! | #REF! | #REF! | #REF! | #REF! | #REF! | #REF! | #REF!
[27 empty] | D | 16.5416 |  |  | #REF! | #REF! | #REF! | #REF! | #REF! | #REF! | #REF! | #REF! | #REF! | #REF! | #REF! | #REF! | #REF! | #REF! | #REF! | #REF! | #REF! | #REF! | #REF! | #REF!
[27 empty] | E | 0 |  |  | #REF! | #REF! | #REF! | #REF! | #REF! | #REF! | #REF! | #REF! | #REF! | #REF! | #REF! | #REF! | #REF! | #REF! | #REF! | #REF! | #REF! | #REF! | #REF! | #REF!
[27 empty] | F | 0 |  |  | #REF! | #REF! | #REF! | #REF! | #REF! | #REF! | #REF! | #REF! | #REF! | #REF! | #REF! | #REF! | #REF! | #REF! | #REF! | #REF! | #REF! | #REF! | #REF! | #REF!
[27 empty] | G | 14.6016 |  |  | #REF! | #REF! | #REF! | #REF! | #REF! | #REF! | #REF! | #REF! | #REF! | #REF! | #REF! | #REF! | #REF! | #REF! | #REF! | #REF! | #REF! | #REF! | #REF! | #REF!
[27 empty] | H | 14.5705 |  |  | #REF! | #REF! | #REF! | #REF! | #REF! | #REF! | #REF! | #REF! | #REF! | #REF! | #REF! | #REF! | #REF! | #REF! | #REF! | #REF! | #REF! | #REF! | #REF! | #REF!
[27 empty] | I | 14.1458 |  |  | #REF! | #REF! | #REF! | #REF! | #REF! | #REF! | #REF! | #REF! | #REF! | #REF! | #REF! | #REF! | #REF! | #REF! | #REF! | #REF! | #REF! | #REF! | #REF! | #REF!
[26 empty] | Alternative Corridors |  |  |  |  | CO | NOx | ROG | SOx | PM10 | PM2.5 | Paved Road Fugitive Dust PM10 | Paved Road Fugitive Dust PM2.5 | CO2 | CH4 | CO | NOx | VOCs | SOx | PM10 | PM2.5 | Paved Road Fugitive Dust PM10 | Paved Road Fugitive Dust PM2.5 | CO2 | CH4
ACDJK
[26 empty] | KCAPCD |  |  |  |  | #REF! | #REF! | #REF! | #REF! | #REF! | #REF! | #REF! | #REF! | #REF! | #REF! | #REF! | #REF! | #REF! | #REF! | #REF! | #REF! | #REF! | #REF! | #REF! | #REF!
[26 empty] | AVAQMD |  |  |  |  | #REF! | #REF! | #REF! | #REF! | #REF! | #REF! | #REF! | #REF! | #REF! | #REF! | #REF! | #REF! | #REF! | #REF! | #REF! | #REF! | #REF! | #REF! | #REF! | #REF!
[26 empty] | SCAQMD |  |  |  |  | #REF! | #REF! | #REF! | #REF! | #REF! | #REF! | #REF! | #REF! | #REF! | #REF! | #REF! | #REF! | #REF! | #REF! | #REF! | #REF! | #REF! | #REF! | #REF! | #REF!
ACEGK
[26 empty] | KCAPCD |  |  |  |  | #REF! | #REF! | #REF! | #REF! | #REF! | #REF! | #REF! | #REF! | #REF! | #REF! | #REF! | #REF! | #REF! | #REF! | #REF! | #REF! | #REF! | #REF! | #REF! | #REF!
[26 empty] | AVAQMD |  |  |  |  | #REF! | #REF! | #REF! | #REF! | #REF! | #REF! | #REF! | #REF! | #REF! | #REF! | #REF! | #REF! | #REF! | #REF! | #REF! | #REF! | #REF! | #REF! | #REF! | #REF!
[26 empty] | SCAQMD |  |  |  |  | #REF! | #REF! | #REF! | #REF! | #REF! | #REF! | #REF! | #REF! | #REF! | #REF! | #REF! | #REF! | #REF! | #REF! | #REF! | #REF! | #REF! | #REF! | #REF! | #REF!
ACEFHK
[26 empty] | KCAPCD |  |  |  |  | #REF! | #REF! | #REF! | #REF! | #REF! | #REF! | #REF! | #REF! | #REF! | #REF! | #REF! | #REF! | #REF! | #REF! | #REF! | #REF! | #REF! | #REF! | #REF! | #REF!
[26 empty] | AVAQMD |  |  |  |  | #REF! | #REF! | #REF! | #REF! | #REF! | #REF! | #REF! | #REF! | #REF! | #REF! | #REF! | #REF! | #REF! | #REF! | #REF! | #REF! | #REF! | #REF! | #REF! | #REF!
[26 empty] | SCAQMD |  |  |  |  | #REF! | #REF! | #REF! | #REF! | #REF! | #REF! | #REF! | #REF! | #REF! | #REF! | #REF! | #REF! | #REF! | #REF! | #REF! | #REF! | #REF! | #REF! | #REF! | #REF!
ACEFIK
[26 empty] | KCAPCD |  |  |  |  | #REF! | #REF! | #REF! | #REF! | #REF! | #REF! | #REF! | #REF! | #REF! | #REF! | #REF! | #REF! | #REF! | #REF! | #REF! | #REF! | #REF! | #REF! | #REF! | #REF!
[26 empty] | AVAQMD |  |  |  |  | #REF! | #REF! | #REF! | #REF! | #REF! | #REF! | #REF! | #REF! | #REF! | #REF! | #REF! | #REF! | #REF! | #REF! | #REF! | #REF! | #REF! | #REF! | #REF! | #REF!
[26 empty] | SCAQMD |  |  |  |  | #REF! | #REF! | #REF! | #REF! | #REF! | #REF! | #REF! | #REF! | #REF! | #REF! | #REF! | #REF! | #REF! | #REF! | #REF! | #REF! | #REF! | #REF! | #REF! | #REF!
ABGK
[26 empty] | KCAPCD |  |  |  |  | #REF! | #REF! | #REF! | #REF! | #REF! | #REF! | #REF! | #REF! | #REF! | #REF! | #REF! | #REF! | #REF! | #REF! | #REF! | #REF! | #REF! | #REF! | #REF! | #REF!
[26 empty] | AVAQMD |  |  |  |  | #REF! | #REF! | #REF! | #REF! | #REF! | #REF! | #REF! | #REF! | #REF! | #REF! | #REF! | #REF! | #REF! | #REF! | #REF! | #REF! | #REF! | #REF! | #REF! | #REF!
[26 empty] | SCAQMD |  |  |  |  | #REF! | #REF! | #REF! | #REF! | #REF! | #REF! | #REF! | #REF! | #REF! | #REF! | #REF! | #REF! | #REF! | #REF! | #REF! | #REF! | #REF! | #REF! | #REF! | #REF!
ABFHK
[26 empty] | KCAPCD |  |  |  |  | #REF! | #REF! | #REF! | #REF! | #REF! | #REF! | #REF! | #REF! | #REF! | #REF! | #REF! | #REF! | #REF! | #REF! | #REF! | #REF! | #REF! | #REF! | #REF! | #REF!
[26 empty] | AVAQMD |  |  |  |  | #REF! | #REF! | #REF! | #REF! | #REF! | #REF! | #REF! | #REF! | #REF! | #REF! | #REF! | #REF! | #REF! | #REF! | #REF! | #REF! | #REF! | #REF! | #REF! | #REF!
[26 empty] | SCAQMD |  |  |  |  | #REF! | #REF! | #REF! | #REF! | #REF! | #REF! | #REF! | #REF! | #REF! | #REF! | #REF! | #REF! | #REF! | #REF! | #REF! | #REF! | #REF! | #REF! | #REF! | #REF!
ABFIK
[26 empty] | KCAPCD |  |  |  |  | #REF! | #REF! | #REF! | #REF! | #REF! | #REF! | #REF! | #REF! | #REF! | #REF! | #REF! | #REF! | #REF! | #REF! | #REF! | #REF! | #REF! | #REF! | #REF! | #REF!
[26 empty] | AVAQMD |  |  |  |  | #REF! | #REF! | #REF! | #REF! | #REF! | #REF! | #REF! | #REF! | #REF! | #REF! | #REF! | #REF! | #REF! | #REF! | #REF! | #REF! | #REF! | #REF! | #REF! | #REF!
[26 empty] | SCAQMD |  |  |  |  | #REF! | #REF! | #REF! | #REF! | #REF! | #REF! | #REF! | #REF! | #REF! | #REF! | #REF! | #REF! | #REF! | #REF! | #REF! | #REF! | #REF! | #REF! | #REF! | #REF!
Construction Phase | Vehicle Class | No. of Daily Workers | Speed | VMT | Emissions, lbs/day
|  | Per Construction Phase | (mph) | (mi/vehicle-day) | CO | NOx | VOCs | SOx | PM10 | PM2.5 | Paved Road Fugitive Dust PM10 | Paved Road Fugitive Dust PM2.5 | CO2 | CH4 | N2O
Substation General Construction | Light-Duty Truck, catalyst | 3 | 35 | 80 | 1.8912 | 0.1742 | 0.096012 | 0.0021804 | 0.026215 | 0.011714 | 0.025316 | 0.010379 | 200.0666 | 0.0095245 | 0.017319
Substation Below Grade Construction | Light-Duty Truck, catalyst | 15 | 35 | 80 | 9.4561 | 0.87101 | 0.48006 | 0.010902 | 0.13108 | 0.058568 | 0.12658 | 0.051897 | 1000.3329 | 0.047623 | 0.086596
Simultaneous Worker Trips |  |  |  |  | 11.3473 | 1.0452 | 0.57607 | 0.013082 | 0.15729 | 0.070282 | 0.15189 | 0.062277 | 1200.3995 | 0.057147 | 0.10391

## Equipment 69kV 324-428 (hidden)
Table A-8. 3-24-15 to 4-28-15 Daily Construction Emissions, Construction Heavy Equipment Use, TL6965
|  |  |  | Emission Factors | [11 empty] | Emissions
Equipment/Phase | FUEL | HP | Load Factor | ROG (lb/hr) | CO (lb/hr) | NOX (lb/hr) | SOX (lb/hr) | PM10 (lb/hr) | PM2.5 (lb/hr) | CO2 (lb/hr) | CH4 (lb/hr) | N2O (lb/hr) | No of Equipment | Hrs Per Day | Days in Service | ROG lbs/day | CO lbs/day | NOX lbs/day | SOX lbs/day | PM10 lbs/day | PM2.5 lbs/day | CO2 lbs/day | CH4 lbs/day | N2O lbs/day
Construction Inspection
Trans: TL6965 - Foundation Installations
Concrete Trucks | DIESEL | 235 |  | 0.13256 | 0.37614 | 1.1048 | 0.0018739 | 0.03685 | 0.032796 | 166.5454 | 0.011961 | 0.10496 | 3 | 3 | 15 | 1.193 | 3.3853 | 9.9433 | 0.016865 | 0.33165 | 0.29517 | 1498.9088 | 0.10765 | 0.94461
Drill Rig | DIESEL | 82 | 0.5 | 0.040854 | 0.33444 | 0.48086 | 0.00090468 | 0.027116 | 0.024134 | 77.1218 | 0.0036862 | 0.045682 | 1 | 8 | 6 | 0.32683 | 2.6755 | 3.8469 | 0.0072374 | 0.21693 | 0.19307 | 616.974 | 0.02949 | 0.36546
Backhoe | DIESEL | 87 | 0.37 | 0.06342 | 0.26257 | 0.33506 | 0.0006068 | 0.02129 | 0.018948 | 51.728 | 0.0057223 | 0.031831 | 1 | 8 | 6 | 0.50736 | 2.1006 | 2.6805 | 0.0048544 | 0.17032 | 0.15158 | 413.8241 | 0.045778 | 0.25465
Dump Trucks | DIESEL | 381 |  | 0.20654 | 0.37614 | 1.1048 | 0.002673 | 0.03685 | 0.032796 | 272.334 | 0.018636 | 0.10496 | 1 | 8 | 3 | 1.6523 | 3.0091 | 8.8385 | 0.021384 | 0.2948 | 0.26237 | 2178.6717 | 0.14909 | 0.83966
Generator | DIESEL | 5 | 0.74 | 0.014182 | 0.048942 | 0.043395 | 0.00015884 | 0.0048942 | 0.0043558 | 10.2077 | 0.0012796 | 0.0041225 | 1 | 3 |  | 0.042546 | 0.14683 | 0.13019 | 0.00047652 | 0.014683 | 0.013067 | 30.623 | 0.0038388 | 0.012368
Subtotal | [15 empty] | 3.7221 | 11.3173 | 25.4394 | 0.050818 | 1.0284 | 0.91525 | 4739.0016 | 0.33584 | 2.4167
Total | [15 empty] | 3.7221 | 11.3173 | 25.4394 | 0.050818 | 1.0284 | 0.91525 | 4739.0016 | 0.33584 | 2.4167

## Trucks 69kV 324-428 (hidden)
Table A-9. 3-24-15 to 4-28-15 Daily Construction Emissions, Construction Truck Trips, TL6965
Vehicle | Vehicle Class | Peak No. of Trucks per day | Total No. of Trucks | Speed | VMT | CO | NOX | ROG | SOx | PM10 |  |  | PM2.5 |  |  | CO2 | CH4 | N2O | Emissions, lbs/day
|  |  |  | (mph) | (mi/vehicle-day) | Running Exhaust (g/mi) | Running Exhaust (g/mi) | Running Exhaust (g/mi) | Running Exhaust (g/mi) | Running Exhaust (g/mi) | Tire Wear (g/mi) | Brake Wear (g/mi) | Running Exhaust (g/mi) | Tire Wear (g/mi) | Brake Wear (g/mi) | Running Exhaust (g/mi) | Running Exhaust (g/mi) | Running Exhaust (g/mi) | CO | NOx | VOCs | SOx | PM10 | PM2.5 | Paved Road Fugitive Dust PM10 | Paved Road Fugitive Dust PM2.5 | CO2 | CH4 | N2O
Trans: Miguel-Salt Creek - Site Grading, Existing Access Roads
Concrete Trucks | Heavy Duty Truck, Diesel | 3 |  | 35 | 80 | 1.1196 | 7.828 | 0.29673 | 0.010712 | 0.22469 | 0.012 | 0.13034 | 0.20672 | 0.003 | 0.05586 | 1111.5493 | 0.063517 | 0.028473 | 0.59238 | 4.1419 | 0.157 | 0.0056678 | 0.1942 | 0.14052 | 0 | 0 | 588.1343 | 0.033608 | 0.015066
Subtotal
[19 empty] | 0.59238 | 4.1419 | 0.157 | 0.0056678 | 0.1942 | 0.14052 | 0 | 0 | 588.1343 | 0.033608 | 0.015066
2012 Emission Factors from EMFAC2007, average temp 60F; SCAB
Paved Road Fugitive Dust
EPA's AP-42, Section 13.2.1, November 2006
E = k(sL/2)^0.65 x (W/3)^1.5 - C
For LDT assume 2 tons/vehicle, MDT assume 13 tons/vehicle, HDT assume 20 tons/vehicle
Assume silt loading for 10,000 ADT roadways = 0.03 g/m3
Assume k = 0.016 PM10
Assume 6 miles in addition for track-out for PM10
Emission Factors
PM10, LDT | 9.8123e-05
PM10, MDT | 0.0089448
PM10, HDT | 0.017496

## WorkerTrips 69kV 324-428 (hidden)
Table A-10. 3-24-15 to 4-28-15 Daily Construction Emissions, Worker Trips, TL6965
Construction Phase | Vehicle Class | No. of Daily Workers | Speed | VMT | CO |  | NOX |  | ROG | [5 empty] | SOx |  | PM10 |  |  |  | PM2.5 |  |  |  | CO2 |  | CH4 |  | N2O
|  | Per Construction Phase | (mph) | (mi/vehicle-day) | Running Exhaust (g/mi) | Start-Up (g/vehicle-day) | Running Exhaust (g/mi) | Start-Up (g/vehicle-day) | Running Exhaust (g/mi) | Start-Up (g/vehicle-day) | Hot-Soak (g/vehicle-day) | Resting Loss (g/vehicle-day) | Running Evaporative (g/mi) | Diurnal Evaporative (g/vehicle-day) | Running Exhaust (g/mi) | Start-Up (g/vehicle-day) | Running Exhaust (g/mi) | Start-Up (g/vehicle-day) | Tire Wear (g/mi) | Brake Wear (g/mi) | Running Exhaust (g/mi) | Start-Up (g/vehicle-day) | Tire Wear (g/mi) | Brake Wear (g/mi) | Running Exhaust (g/mi) | Start-Up (g/vehicle-day) | Running Exhaust (g/mi) | Start-Up (g/vehicle-day) | Running Exhaust (g/mi) | Start-Up (g/vehicle-day)
Foundation Installations | Light-Duty Truck, catalyst | 6 | 35 | 80 | 3.0975 | 38.1469 | 0.30128 | 2.2362 | 0.094167 | 3.0314 | 1.8763 | 0.79644 | 0.20051 | 1.0787 | 0.0040478 | 0.0058408 | 0.0043705 | 0.03404 | 0.008 | 0.03675 | 0.0039996 | 0.031111 | 0.002 | 0.01575 | 372.0084 | 488.7328 | 0.0177 | 0.024075 | 0.0326 | 0.010593
EMFAC2011 emission factors for 2014
Assume startup after 8 hours
Assume 45 minutes run time total
2009 Emission Factors from EMFAC2007, average temp 60F; South Coast Air Basin | [26 empty] | lbs/mile |  |  |  | #REF! | #REF! | #REF! | #REF! | #REF! | #REF! | #REF! | #REF! | #REF! | #REF! | #REF! | #REF! | #REF! | #REF! | #REF! | #REF! | #REF! | #REF! | #REF! | #REF!
[31 empty] | Emissions, lbs/day | [9 empty] | Total Emissions, tons
[31 empty] | CO | NOx | VOCs | SOx | PM10 | PM2.5 | Paved Road Fugitive Dust PM10 | Paved Road Fugitive Dust PM2.5 | CO2 | CH4 | CO | NOx | VOCs | SOx | PM10 | PM2.5 | Paved Road Fugitive Dust PM10 | Paved Road Fugitive Dust PM2.5 | CO2 | CH4
Paved Road Fugitive Dust | [25 empty] | KCAPCD | Segment | Length
EPA's AP-42, Section 13.2.1, November 2006 | [26 empty] | A | 13.25 |  |  | #REF! | #REF! | #REF! | #REF! | #REF! | #REF! | #REF! | #REF! | #REF! | #REF! | #REF! | #REF! | #REF! | #REF! | #REF! | #REF! | #REF! | #REF! | #REF! | #REF!
E = k(sL/2)^0.65 x (W/3)^1.5 - C | [26 empty] | B | 20.299 |  |  | #REF! | #REF! | #REF! | #REF! | #REF! | #REF! | #REF! | #REF! | #REF! | #REF! | #REF! | #REF! | #REF! | #REF! | #REF! | #REF! | #REF! | #REF! | #REF! | #REF!
For light-duty trucks assume 2 tons/vehicle | [26 empty] | C | 21.68 |  |  | #REF! | #REF! | #REF! | #REF! | #REF! | #REF! | #REF! | #REF! | #REF! | #REF! | #REF! | #REF! | #REF! | #REF! | #REF! | #REF! | #REF! | #REF! | #REF! | #REF!
Assume silt loading for 10,000 ADT roadways = 0.03 g/m3 | [26 empty] | D | 9.3047 |  |  | #REF! | #REF! | #REF! | #REF! | #REF! | #REF! | #REF! | #REF! | #REF! | #REF! | #REF! | #REF! | #REF! | #REF! | #REF! | #REF! | #REF! | #REF! | #REF! | #REF!
Assume k = 0.016 PM10 | [26 empty] | E | 5.0348 |  |  | #REF! | #REF! | #REF! | #REF! | #REF! | #REF! | #REF! | #REF! | #REF! | #REF! | #REF! | #REF! | #REF! | #REF! | #REF! | #REF! | #REF! | #REF! | #REF! | #REF!
Assume 6 miles in addition for track-out for PM10 | [26 empty] | F | 0 |  |  | #REF! | #REF! | #REF! | #REF! | #REF! | #REF! | #REF! | #REF! | #REF! | #REF! | #REF! | #REF! | #REF! | #REF! | #REF! | #REF! | #REF! | #REF! | #REF! | #REF!
Emission Factors | [26 empty] | G | 0 |  |  | #REF! | #REF! | #REF! | #REF! | #REF! | #REF! | #REF! | #REF! | #REF! | #REF! | #REF! | #REF! | #REF! | #REF! | #REF! | #REF! | #REF! | #REF! | #REF! | #REF!
PM10 | 9.8123e-05 | [25 empty] | H | 0 |  |  | #REF! | #REF! | #REF! | #REF! | #REF! | #REF! | #REF! | #REF! | #REF! | #REF! | #REF! | #REF! | #REF! | #REF! | #REF! | #REF! | #REF! | #REF! | #REF! | #REF!
[27 empty] | I | 0 |  |  | #REF! | #REF! | #REF! | #REF! | #REF! | #REF! | #REF! | #REF! | #REF! | #REF! | #REF! | #REF! | #REF! | #REF! | #REF! | #REF! | #REF! | #REF! | #REF! | #REF!
[26 empty] | AVAQMD | Segment | Length
Unpaved Road Fugitive Dust | [26 empty] | A | 0 |  |  | #REF! | #REF! | #REF! | #REF! | #REF! | #REF! | #REF! | #REF! | #REF! | #REF! | #REF! | #REF! | #REF! | #REF! | #REF! | #REF! | #REF! | #REF! | #REF! | #REF!
EPA's AP-42, Section 13.2.2 | [26 empty] | B | 6.201 |  |  | #REF! | #REF! | #REF! | #REF! | #REF! | #REF! | #REF! | #REF! | #REF! | #REF! | #REF! | #REF! | #REF! | #REF! | #REF! | #REF! | #REF! | #REF! | #REF! | #REF!
Industrial Roads | [26 empty] | C | 0 |  |  | #REF! | #REF! | #REF! | #REF! | #REF! | #REF! | #REF! | #REF! | #REF! | #REF! | #REF! | #REF! | #REF! | #REF! | #REF! | #REF! | #REF! | #REF! | #REF! | #REF!
E = k (s/12)^a x (W/3)^b | [26 empty] | D | 9.8038 |  |  | #REF! | #REF! | #REF! | #REF! | #REF! | #REF! | #REF! | #REF! | #REF! | #REF! | #REF! | #REF! | #REF! | #REF! | #REF! | #REF! | #REF! | #REF! | #REF! | #REF!
Assume 61% control efficiency for watering 3 x daily | [26 empty] | E | 7.2452 |  |  | #REF! | #REF! | #REF! | #REF! | #REF! | #REF! | #REF! | #REF! | #REF! | #REF! | #REF! | #REF! | #REF! | #REF! | #REF! | #REF! | #REF! | #REF! | #REF! | #REF!
For light-duty trucks assume 2 tons/vehicle | [26 empty] | F | 3.6 |  |  | #REF! | #REF! | #REF! | #REF! | #REF! | #REF! | #REF! | #REF! | #REF! | #REF! | #REF! | #REF! | #REF! | #REF! | #REF! | #REF! | #REF! | #REF! | #REF! | #REF!
k = 1.5 for PM10, 0.15 for PM2.5 | [26 empty] | G | 6.1984 |  |  | #REF! | #REF! | #REF! | #REF! | #REF! | #REF! | #REF! | #REF! | #REF! | #REF! | #REF! | #REF! | #REF! | #REF! | #REF! | #REF! | #REF! | #REF! | #REF! | #REF!
s = 8.5, a = 0.9, b = 0.45 | [26 empty] | H | 5.1995 |  |  | #REF! | #REF! | #REF! | #REF! | #REF! | #REF! | #REF! | #REF! | #REF! | #REF! | #REF! | #REF! | #REF! | #REF! | #REF! | #REF! | #REF! | #REF! | #REF! | #REF!
Emission Factors | [26 empty] | I | 17.7142 |  |  | #REF! | #REF! | #REF! | #REF! | #REF! | #REF! | #REF! | #REF! | #REF! | #REF! | #REF! | #REF! | #REF! | #REF! | #REF! | #REF! | #REF! | #REF! | #REF! | #REF!
PM10 | 0.35738
PM2.5 | 0.035738 | [24 empty] | SCAQMD | Segment | Length
[27 empty] | A | 0 |  |  | #REF! | #REF! | #REF! | #REF! | #REF! | #REF! | #REF! | #REF! | #REF! | #REF! | #REF! | #REF! | #REF! | #REF! | #REF! | #REF! | #REF! | #REF! | #REF! | #REF!
[27 empty] | B | 0 |  |  | #REF! | #REF! | #REF! | #REF! | #REF! | #REF! | #REF! | #REF! | #REF! | #REF! | #REF! | #REF! | #REF! | #REF! | #REF! | #REF! | #REF! | #REF! | #REF! | #REF!
[27 empty] | C | 0 |  |  | #REF! | #REF! | #REF! | #REF! | #REF! | #REF! | #REF! | #REF! | #REF! | #REF! | #REF! | #REF! | #REF! | #REF! | #REF! | #REF! | #REF! | #REF! | #REF! | #REF!
[27 empty] | D | 16.5416 |  |  | #REF! | #REF! | #REF! | #REF! | #REF! | #REF! | #REF! | #REF! | #REF! | #REF! | #REF! | #REF! | #REF! | #REF! | #REF! | #REF! | #REF! | #REF! | #REF! | #REF!
[27 empty] | E | 0 |  |  | #REF! | #REF! | #REF! | #REF! | #REF! | #REF! | #REF! | #REF! | #REF! | #REF! | #REF! | #REF! | #REF! | #REF! | #REF! | #REF! | #REF! | #REF! | #REF! | #REF!
[27 empty] | F | 0 |  |  | #REF! | #REF! | #REF! | #REF! | #REF! | #REF! | #REF! | #REF! | #REF! | #REF! | #REF! | #REF! | #REF! | #REF! | #REF! | #REF! | #REF! | #REF! | #REF! | #REF!
[27 empty] | G | 14.6016 |  |  | #REF! | #REF! | #REF! | #REF! | #REF! | #REF! | #REF! | #REF! | #REF! | #REF! | #REF! | #REF! | #REF! | #REF! | #REF! | #REF! | #REF! | #REF! | #REF! | #REF!
[27 empty] | H | 14.5705 |  |  | #REF! | #REF! | #REF! | #REF! | #REF! | #REF! | #REF! | #REF! | #REF! | #REF! | #REF! | #REF! | #REF! | #REF! | #REF! | #REF! | #REF! | #REF! | #REF! | #REF!
[27 empty] | I | 14.1458 |  |  | #REF! | #REF! | #REF! | #REF! | #REF! | #REF! | #REF! | #REF! | #REF! | #REF! | #REF! | #REF! | #REF! | #REF! | #REF! | #REF! | #REF! | #REF! | #REF! | #REF!
[26 empty] | Alternative Corridors |  |  |  |  | CO | NOx | ROG | SOx | PM10 | PM2.5 | Paved Road Fugitive Dust PM10 | Paved Road Fugitive Dust PM2.5 | CO2 | CH4 | CO | NOx | VOCs | SOx | PM10 | PM2.5 | Paved Road Fugitive Dust PM10 | Paved Road Fugitive Dust PM2.5 | CO2 | CH4
ACDJK
[26 empty] | KCAPCD |  |  |  |  | #REF! | #REF! | #REF! | #REF! | #REF! | #REF! | #REF! | #REF! | #REF! | #REF! | #REF! | #REF! | #REF! | #REF! | #REF! | #REF! | #REF! | #REF! | #REF! | #REF!
[26 empty] | AVAQMD |  |  |  |  | #REF! | #REF! | #REF! | #REF! | #REF! | #REF! | #REF! | #REF! | #REF! | #REF! | #REF! | #REF! | #REF! | #REF! | #REF! | #REF! | #REF! | #REF! | #REF! | #REF!
[26 empty] | SCAQMD |  |  |  |  | #REF! | #REF! | #REF! | #REF! | #REF! | #REF! | #REF! | #REF! | #REF! | #REF! | #REF! | #REF! | #REF! | #REF! | #REF! | #REF! | #REF! | #REF! | #REF! | #REF!
ACEGK
[26 empty] | KCAPCD |  |  |  |  | #REF! | #REF! | #REF! | #REF! | #REF! | #REF! | #REF! | #REF! | #REF! | #REF! | #REF! | #REF! | #REF! | #REF! | #REF! | #REF! | #REF! | #REF! | #REF! | #REF!
[26 empty] | AVAQMD |  |  |  |  | #REF! | #REF! | #REF! | #REF! | #REF! | #REF! | #REF! | #REF! | #REF! | #REF! | #REF! | #REF! | #REF! | #REF! | #REF! | #REF! | #REF! | #REF! | #REF! | #REF!
[26 empty] | SCAQMD |  |  |  |  | #REF! | #REF! | #REF! | #REF! | #REF! | #REF! | #REF! | #REF! | #REF! | #REF! | #REF! | #REF! | #REF! | #REF! | #REF! | #REF! | #REF! | #REF! | #REF! | #REF!
ACEFHK
[26 empty] | KCAPCD |  |  |  |  | #REF! | #REF! | #REF! | #REF! | #REF! | #REF! | #REF! | #REF! | #REF! | #REF! | #REF! | #REF! | #REF! | #REF! | #REF! | #REF! | #REF! | #REF! | #REF! | #REF!
[26 empty] | AVAQMD |  |  |  |  | #REF! | #REF! | #REF! | #REF! | #REF! | #REF! | #REF! | #REF! | #REF! | #REF! | #REF! | #REF! | #REF! | #REF! | #REF! | #REF! | #REF! | #REF! | #REF! | #REF!
[26 empty] | SCAQMD |  |  |  |  | #REF! | #REF! | #REF! | #REF! | #REF! | #REF! | #REF! | #REF! | #REF! | #REF! | #REF! | #REF! | #REF! | #REF! | #REF! | #REF! | #REF! | #REF! | #REF! | #REF!
ACEFIK
[26 empty] | KCAPCD |  |  |  |  | #REF! | #REF! | #REF! | #REF! | #REF! | #REF! | #REF! | #REF! | #REF! | #REF! | #REF! | #REF! | #REF! | #REF! | #REF! | #REF! | #REF! | #REF! | #REF! | #REF!
[26 empty] | AVAQMD |  |  |  |  | #REF! | #REF! | #REF! | #REF! | #REF! | #REF! | #REF! | #REF! | #REF! | #REF! | #REF! | #REF! | #REF! | #REF! | #REF! | #REF! | #REF! | #REF! | #REF! | #REF!
[26 empty] | SCAQMD |  |  |  |  | #REF! | #REF! | #REF! | #REF! | #REF! | #REF! | #REF! | #REF! | #REF! | #REF! | #REF! | #REF! | #REF! | #REF! | #REF! | #REF! | #REF! | #REF! | #REF! | #REF!
ABGK
[26 empty] | KCAPCD |  |  |  |  | #REF! | #REF! | #REF! | #REF! | #REF! | #REF! | #REF! | #REF! | #REF! | #REF! | #REF! | #REF! | #REF! | #REF! | #REF! | #REF! | #REF! | #REF! | #REF! | #REF!
[26 empty] | AVAQMD |  |  |  |  | #REF! | #REF! | #REF! | #REF! | #REF! | #REF! | #REF! | #REF! | #REF! | #REF! | #REF! | #REF! | #REF! | #REF! | #REF! | #REF! | #REF! | #REF! | #REF! | #REF!
[26 empty] | SCAQMD |  |  |  |  | #REF! | #REF! | #REF! | #REF! | #REF! | #REF! | #REF! | #REF! | #REF! | #REF! | #REF! | #REF! | #REF! | #REF! | #REF! | #REF! | #REF! | #REF! | #REF! | #REF!
ABFHK
[26 empty] | KCAPCD |  |  |  |  | #REF! | #REF! | #REF! | #REF! | #REF! | #REF! | #REF! | #REF! | #REF! | #REF! | #REF! | #REF! | #REF! | #REF! | #REF! | #REF! | #REF! | #REF! | #REF! | #REF!
[26 empty] | AVAQMD |  |  |  |  | #REF! | #REF! | #REF! | #REF! | #REF! | #REF! | #REF! | #REF! | #REF! | #REF! | #REF! | #REF! | #REF! | #REF! | #REF! | #REF! | #REF! | #REF! | #REF! | #REF!
[26 empty] | SCAQMD |  |  |  |  | #REF! | #REF! | #REF! | #REF! | #REF! | #REF! | #REF! | #REF! | #REF! | #REF! | #REF! | #REF! | #REF! | #REF! | #REF! | #REF! | #REF! | #REF! | #REF! | #REF!
ABFIK
[26 empty] | KCAPCD |  |  |  |  | #REF! | #REF! | #REF! | #REF! | #REF! | #REF! | #REF! | #REF! | #REF! | #REF! | #REF! | #REF! | #REF! | #REF! | #REF! | #REF! | #REF! | #REF! | #REF! | #REF!
[26 empty] | AVAQMD |  |  |  |  | #REF! | #REF! | #REF! | #REF! | #REF! | #REF! | #REF! | #REF! | #REF! | #REF! | #REF! | #REF! | #REF! | #REF! | #REF! | #REF! | #REF! | #REF! | #REF! | #REF!
[26 empty] | SCAQMD |  |  |  |  | #REF! | #REF! | #REF! | #REF! | #REF! | #REF! | #REF! | #REF! | #REF! | #REF! | #REF! | #REF! | #REF! | #REF! | #REF! | #REF! | #REF! | #REF! | #REF! | #REF!
Construction Phase | Vehicle Class | No. of Daily Workers | Speed | VMT | Emissions, lbs/day
|  | Per Construction Phase | (mph) | (mi/vehicle-day) | CO | NOx | VOCs | SOx | PM10 | PM2.5 | Paved Road Fugitive Dust PM10 | Paved Road Fugitive Dust PM2.5 | CO2 | CH4 | N2O
Foundation Installations | Light-Duty Truck, catalyst | 6 | 35 | 80 | 3.7824 | 0.34841 | 0.19202 | 0.0043608 | 0.052431 | 0.023427 | 0.050631 | 0.020759 | 400.1332 | 0.019049 | 0.034638
Total |  |  |  |  | 3.7824 | 0.34841 | 0.19202 | 0.0043608 | 0.052431 | 0.023427 | 0.050631 | 0.020759 | 400.1332 | 0.019049 | 0.034638

## Equipment 12kV Dist 3-30-15 (hidden)
Table A-11. 3-30-15 Daily Construction Emissions, Construction Heavy Equipment Use, 12kV Distribution
|  |  |  | Emission Factors | [11 empty] | Emissions
Equipment/Phase | FUEL | HP | Load Factor | ROG (lb/hr) | CO (lb/hr) | NOX (lb/hr) | SOX (lb/hr) | PM10 (lb/hr) | PM2.5 (lb/hr) | CO2 (lb/hr) | CH4 (lb/hr) | N2O (lb/hr) | No of Equipment | Hrs Per Day | Days in Service | ROG lbs/day | CO lbs/day | NOX lbs/day | SOX lbs/day | PM10 lbs/day | PM2.5 lbs/day | CO2 lbs/day | CH4 lbs/day | N2O lbs/day
Construction Inspection
Trans: TL6910 - Underground Trench/Conduit/Substructure
Crane | DIESEL | 399 | 0.29 | 0.14678 | 0.66324 | 1.1632 | 0.0017678 | 0.038264 | 0.034055 | 180.1013 | 0.013244 | 0.11051 | 1 | 6 | 2 | 0.88067 | 3.9794 | 6.9793 | 0.010607 | 0.22958 | 0.20433 | 1080.6079 | 0.079462 | 0.66304
Boom Truck | DIESEL | 235 |  | 0.13256 | 0.37614 | 1.1048 | 0.0018739 | 0.03685 | 0.032796 | 166.5454 | 0.011961 | 0.10496 | 1 | 6 | 10 | 0.79535 | 2.2568 | 6.6289 | 0.011244 | 0.2211 | 0.19678 | 999.2725 | 0.071764 | 0.62974
Skid Steer Loader | DIESEL | 37 | 0.37 | 0.044311 | 0.12374 | 0.16056 | 0.0003299 | 0.013581 | 0.012087 | 25.5192 | 0.0039981 | 0.015253 | 2 | 6 | 15 | 0.53173 | 1.4849 | 1.9267 | 0.0039588 | 0.16298 | 0.14505 | 306.2299 | 0.047977 | 0.18304
Backhoe | DIESEL | 87 | 0.37 | 0.06342 | 0.26257 | 0.33506 | 0.0006068 | 0.02129 | 0.018948 | 51.728 | 0.0057223 | 0.031831 | 3 | 6 | 15 | 1.1416 | 4.7263 | 6.0312 | 0.010922 | 0.38321 | 0.34106 | 931.1043 | 0.103 | 0.57296
Backhoe | DIESEL | 87 | 0.37 | 0.06342 | 0.26257 | 0.33506 | 0.0006068 | 0.02129 | 0.018948 | 51.728 | 0.0057223 | 0.031831 | 1 | 6 | 15 | 0.38052 | 1.5754 | 2.0104 | 0.0036408 | 0.12774 | 0.11369 | 310.3681 | 0.034334 | 0.19099
Dump Trucks | DIESEL | 381 |  | 0.20654 | 0.37614 | 1.1048 | 0.002673 | 0.03685 | 0.032796 | 272.334 | 0.018636 | 0.10496 | 3 | 6 | 15 | 3.7178 | 6.7705 | 19.8866 | 0.048115 | 0.66329 | 0.59033 | 4902.0114 | 0.33545 | 1.8892
Dump Trucks | DIESEL | 381 |  | 0.20654 | 0.37614 | 1.1048 | 0.002673 | 0.03685 | 0.032796 | 272.334 | 0.018636 | 0.10496 | 1 | 6 | 15 | 1.2393 | 2.2568 | 6.6289 | 0.016038 | 0.2211 | 0.19678 | 1634.0038 | 0.11182 | 0.62974
Dump Trucks | DIESEL | 381 |  | 0.20654 | 0.37614 | 1.1048 | 0.002673 | 0.03685 | 0.032796 | 272.334 | 0.018636 | 0.10496 | 1 | 6 | 15 | 1.2393 | 2.2568 | 6.6289 | 0.016038 | 0.2211 | 0.19678 | 1634.0038 | 0.11182 | 0.62974
Compactor | DIESEL | 84 | 0.38 | 0.0921 | 0.26037 | 0.33225 | 0.00069197 | 0.021111 | 0.018789 | 58.9887 | 0.0083101 | 0.031564 | 1 | 6 | 10 | 0.5526 | 1.5622 | 1.9935 | 0.0041518 | 0.12667 | 0.11273 | 353.9325 | 0.04986 | 0.18938
Concrete Trucks | DIESEL | 235 |  | 0.13256 | 0.37614 | 1.1048 | 0.0018739 | 0.03685 | 0.032796 | 166.5454 | 0.011961 | 0.10496 | 2 | 6 | 10 | 1.5907 | 4.5137 | 13.2578 | 0.022487 | 0.44219 | 0.39355 | 1998.545 | 0.14353 | 1.2595
Surfacing Equipment | DIESEL | 84 | 0.3 | 0.0921 | 0.20556 | 0.26231 | 0.00069197 | 0.016667 | 0.014833 | 58.9887 | 0.0083101 | 0.024919 | 1 | 6 | 10 | 0.5526 | 1.2333 | 1.5738 | 0.0041518 | 0.1 | 0.089 | 353.9325 | 0.04986 | 0.14951
Surfacing Equipment | DIESEL | 87 | 0.3 | 0.06342 | 0.2129 | 0.27167 | 0.0006068 | 0.017262 | 0.015363 | 51.728 | 0.0057223 | 0.025809 | 2 | 6 | 15 | 0.76104 | 2.5548 | 3.2601 | 0.0072816 | 0.20714 | 0.18436 | 620.7362 | 0.068668 | 0.30971
Subtotal | [15 empty] | 13.3831 | 35.1711 | 76.8061 | 0.15864 | 3.1061 | 2.7644 | 15124.7479 | 1.2075 | 7.2966
Total | [15 empty] | 13.3831 | 35.1711 | 76.8061 | 0.15864 | 3.1061 | 2.7644 | 15124.7479 | 1.2075 | 7.2966

## Trucks 12kV Dist 3-30-15 (hidden)
Table A-12. 3-30-15 Daily Construction Emissions, Construction Truck Trips, 12kV Distribution
Vehicle | Vehicle Class | Peak No. of Trucks per day | Total No. of Trucks | Speed | VMT | CO | NOX | ROG | SOx | PM10 |  |  | PM2.5 |  |  | CO2 | CH4 | N2O | Emissions, lbs/day
|  |  |  | (mph) | (mi/vehicle-day) | Running Exhaust (g/mi) | Running Exhaust (g/mi) | Running Exhaust (g/mi) | Running Exhaust (g/mi) | Running Exhaust (g/mi) | Tire Wear (g/mi) | Brake Wear (g/mi) | Running Exhaust (g/mi) | Tire Wear (g/mi) | Brake Wear (g/mi) | Running Exhaust (g/mi) | Running Exhaust (g/mi) | Running Exhaust (g/mi) | CO | NOx | VOCs | SOx | PM10 | PM2.5 | Paved Road Fugitive Dust PM10 | Paved Road Fugitive Dust PM2.5 | CO2 | CH4 | N2O
UG Conduit
Pickup Truck | Light Duty Truck 1, Diesel | 2 |  | 15 | 60 | 0.27174 | 0.61008 | 0.051754 | 0.0031861 | 0.040573 | 0.008 | 0.03675 | 0.037327 | 0.002 | 0.01575 | 295.2811 | 0.016873 | 0.0075639 | 0.07189 | 0.1614 | 0.013692 | 0.00084291 | 0.022573 | 0.014571 | 0 | 0 | 78.1184 | 0.0044639 | 0.0020011
Dump/Haul Trucks | Heavy Duty Truck, Diesel | 3 |  | 35 | 80 | 1.1196 | 7.828 | 0.29673 | 0.010712 | 0.22469 | 0.012 | 0.13034 | 0.20672 | 0.003 | 0.05586 | 1111.5493 | 0.063517 | 0.028473 | 0.59238 | 4.1419 | 0.157 | 0.0056678 | 0.1942 | 0.14052 | 0 | 0 | 588.1343 | 0.033608 | 0.015066
Concrete Trucks | Heavy Duty Truck, Diesel | 2 |  | 35 | 80 | 1.1196 | 7.828 | 0.29673 | 0.010712 | 0.22469 | 0.012 | 0.13034 | 0.20672 | 0.003 | 0.05586 | 1111.5493 | 0.063517 | 0.028473 | 0.39492 | 2.7613 | 0.10467 | 0.0037785 | 0.12947 | 0.09368 | 0 | 0 | 392.0895 | 0.022405 | 0.010044
Subtotal | [18 empty] | 1.0592 | 7.0646 | 0.27536 | 0.010289 | 0.34624 | 0.24877 | 0 | 0 | 1058.3422 | 0.060477 | 0.02711
2012 Emission Factors from EMFAC2007, average temp 60F; SCAB
Paved Road Fugitive Dust
EPA's AP-42, Section 13.2.1, November 2006
E = k(sL/2)^0.65 x (W/3)^1.5 - C
For LDT assume 2 tons/vehicle, MDT assume 13 tons/vehicle, HDT assume 20 tons/vehicle
Assume silt loading for 10,000 ADT roadways = 0.03 g/m3
Assume k = 0.016 PM10
Assume 6 miles in addition for track-out for PM10
Emission Factors
PM10, LDT | 9.8123e-05
PM10, MDT | 0.0089448
PM10, HDT | 0.017496

## WorkerTrips 12kV Dist 3-30-15 (hidden)
Table A-13. 3-30-15 Daily Construction Emissions, Worker Trips, 12kV Distribution
Construction Phase | Vehicle Class | No. of Daily Workers | Speed | VMT | CO |  | NOX |  | ROG | [5 empty] | SOx |  | PM10 |  |  |  | PM2.5 |  |  |  | CO2 |  | CH4 |  | N2O
|  | Per Construction Phase | (mph) | (mi/vehicle-day) | Running Exhaust (g/mi) | Start-Up (g/vehicle-day) | Running Exhaust (g/mi) | Start-Up (g/vehicle-day) | Running Exhaust (g/mi) | Start-Up (g/vehicle-day) | Hot-Soak (g/vehicle-day) | Resting Loss (g/vehicle-day) | Running Evaporative (g/mi) | Diurnal Evaporative (g/vehicle-day) | Running Exhaust (g/mi) | Start-Up (g/vehicle-day) | Running Exhaust (g/mi) | Start-Up (g/vehicle-day) | Tire Wear (g/mi) | Brake Wear (g/mi) | Running Exhaust (g/mi) | Start-Up (g/vehicle-day) | Tire Wear (g/mi) | Brake Wear (g/mi) | Running Exhaust (g/mi) | Start-Up (g/vehicle-day) | Running Exhaust (g/mi) | Start-Up (g/vehicle-day) | Running Exhaust (g/mi) | Start-Up (g/vehicle-day)
UG Conduit | Light-Duty Truck, catalyst | 34 | 35 | 80 | 3.0975 | 38.1469 | 0.30128 | 2.2362 | 0.094167 | 3.0314 | 1.8763 | 0.79644 | 0.20051 | 1.0787 | 0.0040478 | 0.0058408 | 0.0043705 | 0.03404 | 0.008 | 0.03675 | 0.0039996 | 0.031111 | 0.002 | 0.01575 | 372.0084 | 488.7328 | 0.0177 | 0.024075 | 0.0326 | 0.010593
EMFAC2011 emission factors for 2014
Assume startup after 8 hours
Assume 45 minutes run time total
2009 Emission Factors from EMFAC2007, average temp 60F; South Coast Air Basin | [26 empty] | lbs/mile |  |  |  | #REF! | #REF! | #REF! | #REF! | #REF! | #REF! | #REF! | #REF! | #REF! | #REF! | #REF! | #REF! | #REF! | #REF! | #REF! | #REF! | #REF! | #REF! | #REF! | #REF!
[31 empty] | Emissions, lbs/day | [9 empty] | Total Emissions, tons
[31 empty] | CO | NOx | VOCs | SOx | PM10 | PM2.5 | Paved Road Fugitive Dust PM10 | Paved Road Fugitive Dust PM2.5 | CO2 | CH4 | CO | NOx | VOCs | SOx | PM10 | PM2.5 | Paved Road Fugitive Dust PM10 | Paved Road Fugitive Dust PM2.5 | CO2 | CH4
Paved Road Fugitive Dust | [25 empty] | KCAPCD | Segment | Length
EPA's AP-42, Section 13.2.1, November 2006 | [26 empty] | A | 13.25 |  |  | #REF! | #REF! | #REF! | #REF! | #REF! | #REF! | #REF! | #REF! | #REF! | #REF! | #REF! | #REF! | #REF! | #REF! | #REF! | #REF! | #REF! | #REF! | #REF! | #REF!
E = k(sL/2)^0.65 x (W/3)^1.5 - C | [26 empty] | B | 20.299 |  |  | #REF! | #REF! | #REF! | #REF! | #REF! | #REF! | #REF! | #REF! | #REF! | #REF! | #REF! | #REF! | #REF! | #REF! | #REF! | #REF! | #REF! | #REF! | #REF! | #REF!
For light-duty trucks assume 2 tons/vehicle | [26 empty] | C | 21.68 |  |  | #REF! | #REF! | #REF! | #REF! | #REF! | #REF! | #REF! | #REF! | #REF! | #REF! | #REF! | #REF! | #REF! | #REF! | #REF! | #REF! | #REF! | #REF! | #REF! | #REF!
Assume silt loading for 10,000 ADT roadways = 0.03 g/m3 | [26 empty] | D | 9.3047 |  |  | #REF! | #REF! | #REF! | #REF! | #REF! | #REF! | #REF! | #REF! | #REF! | #REF! | #REF! | #REF! | #REF! | #REF! | #REF! | #REF! | #REF! | #REF! | #REF! | #REF!
Assume k = 0.016 PM10 | [26 empty] | E | 5.0348 |  |  | #REF! | #REF! | #REF! | #REF! | #REF! | #REF! | #REF! | #REF! | #REF! | #REF! | #REF! | #REF! | #REF! | #REF! | #REF! | #REF! | #REF! | #REF! | #REF! | #REF!
Assume 6 miles in addition for track-out for PM10 | [26 empty] | F | 0 |  |  | #REF! | #REF! | #REF! | #REF! | #REF! | #REF! | #REF! | #REF! | #REF! | #REF! | #REF! | #REF! | #REF! | #REF! | #REF! | #REF! | #REF! | #REF! | #REF! | #REF!
Emission Factors | [26 empty] | G | 0 |  |  | #REF! | #REF! | #REF! | #REF! | #REF! | #REF! | #REF! | #REF! | #REF! | #REF! | #REF! | #REF! | #REF! | #REF! | #REF! | #REF! | #REF! | #REF! | #REF! | #REF!
PM10 | 9.8123e-05 | [25 empty] | H | 0 |  |  | #REF! | #REF! | #REF! | #REF! | #REF! | #REF! | #REF! | #REF! | #REF! | #REF! | #REF! | #REF! | #REF! | #REF! | #REF! | #REF! | #REF! | #REF! | #REF! | #REF!
[27 empty] | I | 0 |  |  | #REF! | #REF! | #REF! | #REF! | #REF! | #REF! | #REF! | #REF! | #REF! | #REF! | #REF! | #REF! | #REF! | #REF! | #REF! | #REF! | #REF! | #REF! | #REF! | #REF!
[26 empty] | AVAQMD | Segment | Length
Unpaved Road Fugitive Dust | [26 empty] | A | 0 |  |  | #REF! | #REF! | #REF! | #REF! | #REF! | #REF! | #REF! | #REF! | #REF! | #REF! | #REF! | #REF! | #REF! | #REF! | #REF! | #REF! | #REF! | #REF! | #REF! | #REF!
EPA's AP-42, Section 13.2.2 | [26 empty] | B | 6.201 |  |  | #REF! | #REF! | #REF! | #REF! | #REF! | #REF! | #REF! | #REF! | #REF! | #REF! | #REF! | #REF! | #REF! | #REF! | #REF! | #REF! | #REF! | #REF! | #REF! | #REF!
Industrial Roads | [26 empty] | C | 0 |  |  | #REF! | #REF! | #REF! | #REF! | #REF! | #REF! | #REF! | #REF! | #REF! | #REF! | #REF! | #REF! | #REF! | #REF! | #REF! | #REF! | #REF! | #REF! | #REF! | #REF!
E = k (s/12)^a x (W/3)^b | [26 empty] | D | 9.8038 |  |  | #REF! | #REF! | #REF! | #REF! | #REF! | #REF! | #REF! | #REF! | #REF! | #REF! | #REF! | #REF! | #REF! | #REF! | #REF! | #REF! | #REF! | #REF! | #REF! | #REF!
Assume 61% control efficiency for watering 3 x daily | [26 empty] | E | 7.2452 |  |  | #REF! | #REF! | #REF! | #REF! | #REF! | #REF! | #REF! | #REF! | #REF! | #REF! | #REF! | #REF! | #REF! | #REF! | #REF! | #REF! | #REF! | #REF! | #REF! | #REF!
For light-duty trucks assume 2 tons/vehicle | [26 empty] | F | 3.6 |  |  | #REF! | #REF! | #REF! | #REF! | #REF! | #REF! | #REF! | #REF! | #REF! | #REF! | #REF! | #REF! | #REF! | #REF! | #REF! | #REF! | #REF! | #REF! | #REF! | #REF!
k = 1.5 for PM10, 0.15 for PM2.5 | [26 empty] | G | 6.1984 |  |  | #REF! | #REF! | #REF! | #REF! | #REF! | #REF! | #REF! | #REF! | #REF! | #REF! | #REF! | #REF! | #REF! | #REF! | #REF! | #REF! | #REF! | #REF! | #REF! | #REF!
s = 8.5, a = 0.9, b = 0.45 | [26 empty] | H | 5.1995 |  |  | #REF! | #REF! | #REF! | #REF! | #REF! | #REF! | #REF! | #REF! | #REF! | #REF! | #REF! | #REF! | #REF! | #REF! | #REF! | #REF! | #REF! | #REF! | #REF! | #REF!
Emission Factors | [26 empty] | I | 17.7142 |  |  | #REF! | #REF! | #REF! | #REF! | #REF! | #REF! | #REF! | #REF! | #REF! | #REF! | #REF! | #REF! | #REF! | #REF! | #REF! | #REF! | #REF! | #REF! | #REF! | #REF!
PM10 | 0.35738
PM2.5 | 0.035738 | [24 empty] | SCAQMD | Segment | Length
[27 empty] | A | 0 |  |  | #REF! | #REF! | #REF! | #REF! | #REF! | #REF! | #REF! | #REF! | #REF! | #REF! | #REF! | #REF! | #REF! | #REF! | #REF! | #REF! | #REF! | #REF! | #REF! | #REF!
[27 empty] | B | 0 |  |  | #REF! | #REF! | #REF! | #REF! | #REF! | #REF! | #REF! | #REF! | #REF! | #REF! | #REF! | #REF! | #REF! | #REF! | #REF! | #REF! | #REF! | #REF! | #REF! | #REF!
[27 empty] | C | 0 |  |  | #REF! | #REF! | #REF! | #REF! | #REF! | #REF! | #REF! | #REF! | #REF! | #REF! | #REF! | #REF! | #REF! | #REF! | #REF! | #REF! | #REF! | #REF! | #REF! | #REF!
[27 empty] | D | 16.5416 |  |  | #REF! | #REF! | #REF! | #REF! | #REF! | #REF! | #REF! | #REF! | #REF! | #REF! | #REF! | #REF! | #REF! | #REF! | #REF! | #REF! | #REF! | #REF! | #REF! | #REF!
[27 empty] | E | 0 |  |  | #REF! | #REF! | #REF! | #REF! | #REF! | #REF! | #REF! | #REF! | #REF! | #REF! | #REF! | #REF! | #REF! | #REF! | #REF! | #REF! | #REF! | #REF! | #REF! | #REF!
[27 empty] | F | 0 |  |  | #REF! | #REF! | #REF! | #REF! | #REF! | #REF! | #REF! | #REF! | #REF! | #REF! | #REF! | #REF! | #REF! | #REF! | #REF! | #REF! | #REF! | #REF! | #REF! | #REF!
[27 empty] | G | 14.6016 |  |  | #REF! | #REF! | #REF! | #REF! | #REF! | #REF! | #REF! | #REF! | #REF! | #REF! | #REF! | #REF! | #REF! | #REF! | #REF! | #REF! | #REF! | #REF! | #REF! | #REF!
[27 empty] | H | 14.5705 |  |  | #REF! | #REF! | #REF! | #REF! | #REF! | #REF! | #REF! | #REF! | #REF! | #REF! | #REF! | #REF! | #REF! | #REF! | #REF! | #REF! | #REF! | #REF! | #REF! | #REF!
[27 empty] | I | 14.1458 |  |  | #REF! | #REF! | #REF! | #REF! | #REF! | #REF! | #REF! | #REF! | #REF! | #REF! | #REF! | #REF! | #REF! | #REF! | #REF! | #REF! | #REF! | #REF! | #REF! | #REF!
[26 empty] | Alternative Corridors |  |  |  |  | CO | NOx | ROG | SOx | PM10 | PM2.5 | Paved Road Fugitive Dust PM10 | Paved Road Fugitive Dust PM2.5 | CO2 | CH4 | CO | NOx | VOCs | SOx | PM10 | PM2.5 | Paved Road Fugitive Dust PM10 | Paved Road Fugitive Dust PM2.5 | CO2 | CH4
ACDJK
[26 empty] | KCAPCD |  |  |  |  | #REF! | #REF! | #REF! | #REF! | #REF! | #REF! | #REF! | #REF! | #REF! | #REF! | #REF! | #REF! | #REF! | #REF! | #REF! | #REF! | #REF! | #REF! | #REF! | #REF!
[26 empty] | AVAQMD |  |  |  |  | #REF! | #REF! | #REF! | #REF! | #REF! | #REF! | #REF! | #REF! | #REF! | #REF! | #REF! | #REF! | #REF! | #REF! | #REF! | #REF! | #REF! | #REF! | #REF! | #REF!
[26 empty] | SCAQMD |  |  |  |  | #REF! | #REF! | #REF! | #REF! | #REF! | #REF! | #REF! | #REF! | #REF! | #REF! | #REF! | #REF! | #REF! | #REF! | #REF! | #REF! | #REF! | #REF! | #REF! | #REF!
ACEGK
[26 empty] | KCAPCD |  |  |  |  | #REF! | #REF! | #REF! | #REF! | #REF! | #REF! | #REF! | #REF! | #REF! | #REF! | #REF! | #REF! | #REF! | #REF! | #REF! | #REF! | #REF! | #REF! | #REF! | #REF!
[26 empty] | AVAQMD |  |  |  |  | #REF! | #REF! | #REF! | #REF! | #REF! | #REF! | #REF! | #REF! | #REF! | #REF! | #REF! | #REF! | #REF! | #REF! | #REF! | #REF! | #REF! | #REF! | #REF! | #REF!
[26 empty] | SCAQMD |  |  |  |  | #REF! | #REF! | #REF! | #REF! | #REF! | #REF! | #REF! | #REF! | #REF! | #REF! | #REF! | #REF! | #REF! | #REF! | #REF! | #REF! | #REF! | #REF! | #REF! | #REF!
ACEFHK
[26 empty] | KCAPCD |  |  |  |  | #REF! | #REF! | #REF! | #REF! | #REF! | #REF! | #REF! | #REF! | #REF! | #REF! | #REF! | #REF! | #REF! | #REF! | #REF! | #REF! | #REF! | #REF! | #REF! | #REF!
[26 empty] | AVAQMD |  |  |  |  | #REF! | #REF! | #REF! | #REF! | #REF! | #REF! | #REF! | #REF! | #REF! | #REF! | #REF! | #REF! | #REF! | #REF! | #REF! | #REF! | #REF! | #REF! | #REF! | #REF!
[26 empty] | SCAQMD |  |  |  |  | #REF! | #REF! | #REF! | #REF! | #REF! | #REF! | #REF! | #REF! | #REF! | #REF! | #REF! | #REF! | #REF! | #REF! | #REF! | #REF! | #REF! | #REF! | #REF! | #REF!
ACEFIK
[26 empty] | KCAPCD |  |  |  |  | #REF! | #REF! | #REF! | #REF! | #REF! | #REF! | #REF! | #REF! | #REF! | #REF! | #REF! | #REF! | #REF! | #REF! | #REF! | #REF! | #REF! | #REF! | #REF! | #REF!
[26 empty] | AVAQMD |  |  |  |  | #REF! | #REF! | #REF! | #REF! | #REF! | #REF! | #REF! | #REF! | #REF! | #REF! | #REF! | #REF! | #REF! | #REF! | #REF! | #REF! | #REF! | #REF! | #REF! | #REF!
[26 empty] | SCAQMD |  |  |  |  | #REF! | #REF! | #REF! | #REF! | #REF! | #REF! | #REF! | #REF! | #REF! | #REF! | #REF! | #REF! | #REF! | #REF! | #REF! | #REF! | #REF! | #REF! | #REF! | #REF!
ABGK
[26 empty] | KCAPCD |  |  |  |  | #REF! | #REF! | #REF! | #REF! | #REF! | #REF! | #REF! | #REF! | #REF! | #REF! | #REF! | #REF! | #REF! | #REF! | #REF! | #REF! | #REF! | #REF! | #REF! | #REF!
[26 empty] | AVAQMD |  |  |  |  | #REF! | #REF! | #REF! | #REF! | #REF! | #REF! | #REF! | #REF! | #REF! | #REF! | #REF! | #REF! | #REF! | #REF! | #REF! | #REF! | #REF! | #REF! | #REF! | #REF!
[26 empty] | SCAQMD |  |  |  |  | #REF! | #REF! | #REF! | #REF! | #REF! | #REF! | #REF! | #REF! | #REF! | #REF! | #REF! | #REF! | #REF! | #REF! | #REF! | #REF! | #REF! | #REF! | #REF! | #REF!
ABFHK
[26 empty] | KCAPCD |  |  |  |  | #REF! | #REF! | #REF! | #REF! | #REF! | #REF! | #REF! | #REF! | #REF! | #REF! | #REF! | #REF! | #REF! | #REF! | #REF! | #REF! | #REF! | #REF! | #REF! | #REF!
[26 empty] | AVAQMD |  |  |  |  | #REF! | #REF! | #REF! | #REF! | #REF! | #REF! | #REF! | #REF! | #REF! | #REF! | #REF! | #REF! | #REF! | #REF! | #REF! | #REF! | #REF! | #REF! | #REF! | #REF!
[26 empty] | SCAQMD |  |  |  |  | #REF! | #REF! | #REF! | #REF! | #REF! | #REF! | #REF! | #REF! | #REF! | #REF! | #REF! | #REF! | #REF! | #REF! | #REF! | #REF! | #REF! | #REF! | #REF! | #REF!
ABFIK
[26 empty] | KCAPCD |  |  |  |  | #REF! | #REF! | #REF! | #REF! | #REF! | #REF! | #REF! | #REF! | #REF! | #REF! | #REF! | #REF! | #REF! | #REF! | #REF! | #REF! | #REF! | #REF! | #REF! | #REF!
[26 empty] | AVAQMD |  |  |  |  | #REF! | #REF! | #REF! | #REF! | #REF! | #REF! | #REF! | #REF! | #REF! | #REF! | #REF! | #REF! | #REF! | #REF! | #REF! | #REF! | #REF! | #REF! | #REF! | #REF!
[26 empty] | SCAQMD |  |  |  |  | #REF! | #REF! | #REF! | #REF! | #REF! | #REF! | #REF! | #REF! | #REF! | #REF! | #REF! | #REF! | #REF! | #REF! | #REF! | #REF! | #REF! | #REF! | #REF! | #REF!
Construction Phase | Vehicle Class | No. of Daily Workers | Speed | VMT | Emissions, lbs/day
|  | Per Construction Phase | (mph) | (mi/vehicle-day) | CO | NOx | VOCs | SOx | PM10 | PM2.5 | Paved Road Fugitive Dust PM10 | Paved Road Fugitive Dust PM2.5 | CO2 | CH4 | N2O
UG Conduit | Light-Duty Truck, catalyst | 34 | 35 | 80 | 21.4339 | 1.9743 | 1.0881 | 0.024711 | 0.29711 | 0.13276 | 0.28691 | 0.11763 | 2267.4213 | 0.10794 | 0.19628
Simultaneous Worker Emissions |  |  |  |  | 21.4339 | 1.9743 | 1.0881 | 0.024711 | 0.29711 | 0.13276 | 0.28691 | 0.11763 | 2267.4213 | 0.10794 | 0.19628

## Equipment Miguel Sub 3-30-15 (hidden)
Table A-14. 3-30-15 Daily Construction Emissions, Construction Heavy Equipment Use, Miguel Substation
|  |  |  | Emission Factors | [11 empty] | Emissions
Equipment/Phase | FUEL | HP | Load Factor | ROG (lb/hr) | CO (lb/hr) | NOX (lb/hr) | SOX (lb/hr) | PM10 (lb/hr) | PM2.5 (lb/hr) | CO2 (lb/hr) | CH4 (lb/hr) | N2O (lb/hr) | No of Equipment | Hrs Per Day | Days in Service | ROG lbs/day | CO lbs/day | NOX lbs/day | SOX lbs/day | PM10 lbs/day | PM2.5 lbs/day | CO2 lbs/day | CH4 lbs/day | N2O lbs/day
Construction Inspection
Miguel Substation General Construction | 2015
Air Compressor | DIESEL | 78 | 0.48 | 0.075776 | 0.3054 | 0.38971 | 0.00055075 | 0.024762 | 0.022038 | 46.9502 | 0.0068372 | 0.037023 | 1 | 6 | 40 | 0.45466 | 1.8324 | 2.3383 | 0.0033045 | 0.14857 | 0.13223 | 281.7014 | 0.041023 | 0.22214
Mechanic Truck | DIESEL | 235 |  | 0.13256 | 0.37614 | 1.1048 | 0.0018739 | 0.03685 | 0.032796 | 166.5454 | 0.011961 | 0.10496 | 1 | 2 | 40 | 0.26512 | 0.75228 | 2.2096 | 0.0037478 | 0.073699 | 0.065592 | 333.0908 | 0.023921 | 0.20991
Subtotal | [15 empty] | 0.71978 | 2.5847 | 4.5479 | 0.0070523 | 0.22227 | 0.19782 | 614.7922 | 0.064944 | 0.43205
Miguel Substation Below Grade Construction
Concrete Trucks | DIESEL | 235 |  | 0.13256 | 0.37614 | 1.1048 | 0.0018739 | 0.03685 | 0.032796 | 166.5454 | 0.011961 | 0.10496 | 3 | 8 | 1 | 3.1814 | 9.0273 | 26.5155 | 0.044974 | 0.88439 | 0.78711 | 3997.0901 | 0.28705 | 2.519
Drill Rig | DIESEL | 82 | 0.5 | 0.040854 | 0.33444 | 0.48086 | 0.00090468 | 0.027116 | 0.024134 | 77.1218 | 0.0036862 | 0.045682 | 1 | 6 | 3 | 0.24512 | 2.0066 | 2.8852 | 0.0054281 | 0.1627 | 0.1448 | 462.7305 | 0.022117 | 0.27409
Backhoe | DIESEL | 87 | 0.37 | 0.06342 | 0.26257 | 0.33506 | 0.0006068 | 0.02129 | 0.018948 | 51.728 | 0.0057223 | 0.031831 | 1 | 1 | 3 | 0.06342 | 0.26257 | 0.33506 | 0.0006068 | 0.02129 | 0.018948 | 51.728 | 0.0057223 | 0.031831
Fork Lift | DIESEL | 83 | 0.4 | 0.087683 | 0.27081 | 0.34558 | 0.00073257 | 0.021958 | 0.019542 | 62.4498 | 0.0079115 | 0.03283 | 1 | 6 | 3 | 0.5261 | 1.6249 | 2.0735 | 0.0043954 | 0.13175 | 0.11725 | 374.6989 | 0.047469 | 0.19698
Loader | DIESEL | 200 | 0.37 | 0.1186 | 0.42416 | 0.75941 | 0.0016762 | 0.024471 | 0.021779 | 148.9767 | 0.010701 | 0.072144 | 1 | 6 | 5 | 0.7116 | 2.545 | 4.5565 | 0.010057 | 0.14683 | 0.13067 | 893.8601 | 0.064206 | 0.43287
Water Trucks | DIESEL | 175 |  | 0.13256 | 0.37614 | 1.1048 | 0.0018739 | 0.03685 | 0.032796 | 166.5454 | 0.011961 | 0.10496 | 1 | 3 | 20 | 0.39768 | 1.1284 | 3.3144 | 0.0056218 | 0.11055 | 0.098388 | 499.6363 | 0.035882 | 0.31487
Handheld Compactor | DIESEL | 8 |  | 0.0050215 | 0.02634 | 0.031447 | 6.7127e-05 | 0.0012318 | 0.0010963 | 4.3138 | 0.00045308 | 0.0029874 | 1 | 6 | 20 | 0.030129 | 0.15804 | 0.18868 | 0.00040276 | 0.0073909 | 0.0065779 | 25.8828 | 0.0027185 | 0.017925
Dump Trucks | DIESEL | 381 |  | 0.20654 | 0.37614 | 1.1048 | 0.002673 | 0.03685 | 0.032796 | 272.334 | 0.018636 | 0.10496 | 2 | 6 | 1 | 2.4785 | 4.5137 | 13.2578 | 0.032077 | 0.44219 | 0.39355 | 3268.0076 | 0.22363 | 1.2595
Subtotal | [15 empty] | 7.634 | 21.2665 | 53.1266 | 0.10356 | 1.9071 | 1.6973 | 9573.6343 | 0.6888 | 5.047
Simultaneous Construction Equipment | [15 empty] | 8.3538 | 23.8511 | 57.6745 | 0.11062 | 2.1294 | 1.8951 | 10188.4265 | 0.75375 | 5.4791

## Trucks Miguel Sub 3-30-15 (hidden)
Table A-15. 3-30-15 Daily Construction Emissions, Construction Truck Trips, Miguel Substation
Vehicle | Vehicle Class | Peak No. of Trucks per day | Total No. of Trucks | Speed | VMT | CO | NOX | ROG | SOx | PM10 |  |  | PM2.5 |  |  | CO2 | CH4 | N2O | Emissions, lbs/day
|  |  |  | (mph) | (mi/vehicle-day) | Running Exhaust (g/mi) | Running Exhaust (g/mi) | Running Exhaust (g/mi) | Running Exhaust (g/mi) | Running Exhaust (g/mi) | Tire Wear (g/mi) | Brake Wear (g/mi) | Running Exhaust (g/mi) | Tire Wear (g/mi) | Brake Wear (g/mi) | Running Exhaust (g/mi) | Running Exhaust (g/mi) | Running Exhaust (g/mi) | CO | NOx | VOCs | SOx | PM10 | PM2.5 | Paved Road Fugitive Dust PM10 | Paved Road Fugitive Dust PM2.5 | CO2 | CH4 | N2O
Miguel Substation General Construction
Pickup Truck | Light Duty Truck 1, Diesel | 3 |  | 15 | 60 | 0.27174 | 0.61008 | 0.051754 | 0.0031861 | 0.040573 | 0.008 | 0.03675 | 0.037327 | 0.002 | 0.01575 | 295.2811 | 0.016873 | 0.0075639 | 0.10783 | 0.2421 | 0.020538 | 0.0012644 | 0.033859 | 0.021856 | 0.017662 | 0.0037091 | 117.1776 | 0.0066959 | 0.0030016
Delivery Trucks | Heavy Duty Truck, Diesel | 1 |  | 35 | 80 | 1.1196 | 7.828 | 0.29673 | 0.010712 | 0.22469 | 0.012 | 0.13034 | 0.20672 | 0.003 | 0.05586 | 1111.5493 | 0.063517 | 0.028473 | 0.19746 | 1.3806 | 0.052334 | 0.0018893 | 0.064734 | 0.04684 | 0.0078498 | 0.0016485 | 196.0448 | 0.011203 | 0.0050219
Subtotal | [18 empty] | 0.30529 | 1.6227 | 0.072872 | 0.0031536 | 0.098593 | 0.068696 | 0.025512 | 0.0053575 | 313.2224 | 0.017898 | 0.0080235
Substation Below Grade Construction
Pickup Truck | Light Duty Truck 1, Diesel | 6 |  | 15 | 60 | 0.27174 | 0.61008 | 0.051754 | 0.0031861 | 0.040573 | 0.008 | 0.03675 | 0.037327 | 0.002 | 0.01575 | 295.2811 | 0.016873 | 0.0075639 | 0.21567 | 0.4842 | 0.041075 | 0.0025287 | 0.067718 | 0.043713 | 0.035324 | 0.0074181 | 234.3552 | 0.013392 | 0.0060032
Concrete Trucks | Heavy Duty Truck, Diesel | 3 |  | 35 | 80 | 1.1196 | 7.828 | 0.29673 | 0.010712 | 0.22469 | 0.012 | 0.13034 | 0.20672 | 0.003 | 0.05586 | 1111.5493 | 0.063517 | 0.028473 | 0.59238 | 4.1419 | 0.157 | 0.0056678 | 0.1942 | 0.14052 | 0.02355 | 0.0049454 | 588.1343 | 0.033608 | 0.015066
Dump/Haul Trucks | Heavy Duty Truck, Diesel | 2 |  | 35 | 80 | 1.1196 | 7.828 | 0.29673 | 0.010712 | 0.22469 | 0.012 | 0.13034 | 0.20672 | 0.003 | 0.05586 | 1111.5493 | 0.063517 | 0.028473 | 0.39492 | 2.7613 | 0.10467 | 0.0037785 | 0.12947 | 0.09368 | 0.0157 | 0.0032969 | 392.0895 | 0.022405 | 0.010044
Delivery Trucks | Heavy Duty Truck, Diesel | 1 |  | 35 | 80 | 1.1196 | 7.828 | 0.29673 | 0.010712 | 0.22469 | 0.012 | 0.13034 | 0.20672 | 0.003 | 0.05586 | 1111.5493 | 0.063517 | 0.028473 | 0.19746 | 1.3806 | 0.052334 | 0.0018893 | 0.064734 | 0.04684 | 0.0078498 | 0.0016485 | 196.0448 | 0.011203 | 0.0050219
Subtotal | [18 empty] | 1.4004 | 8.768 | 0.35508 | 0.013864 | 0.45612 | 0.32475 | 0.082423 | 0.017309 | 1410.6238 | 0.080607 | 0.036135
Simultaneous Construction Trucks | [18 empty] | 1.7057 | 10.3908 | 0.42795 | 0.017018 | 0.55471 | 0.39345 | 0.10794 | 0.022666 | 1723.8461 | 0.098506 | 0.044158
2012 Emission Factors from EMFAC2007, average temp 60F; SCAB
Paved Road Fugitive Dust
EPA's AP-42, Section 13.2.1, November 2006
E = k(sL/2)^0.65 x (W/3)^1.5 - C
For LDT assume 2 tons/vehicle, MDT assume 13 tons/vehicle, HDT assume 20 tons/vehicle
Assume silt loading for 10,000 ADT roadways = 0.03 g/m3
Assume k = 0.016 PM10
Assume 6 miles in addition for track-out for PM10
Emission Factors
PM10, LDT | 9.8123e-05
PM10, MDT | 0.0089448
PM10, HDT | 0.017496

## WorkerTrips Miguel Sub 3-30-15 (hidden)
Table A-16. 3-30-15 Daily Construction Emissions, Worker Trips, Miguel Substation
Construction Phase | Vehicle Class | No. of Daily Workers | Speed | VMT | CO |  | NOX |  | ROG | [5 empty] | SOx |  | PM10 |  |  |  | PM2.5 |  |  |  | CO2 |  | CH4 |  | N2O
|  | Per Construction Phase | (mph) | (mi/vehicle-day) | Running Exhaust (g/mi) | Start-Up (g/vehicle-day) | Running Exhaust (g/mi) | Start-Up (g/vehicle-day) | Running Exhaust (g/mi) | Start-Up (g/vehicle-day) | Hot-Soak (g/vehicle-day) | Resting Loss (g/vehicle-day) | Running Evaporative (g/mi) | Diurnal Evaporative (g/vehicle-day) | Running Exhaust (g/mi) | Start-Up (g/vehicle-day) | Running Exhaust (g/mi) | Start-Up (g/vehicle-day) | Tire Wear (g/mi) | Brake Wear (g/mi) | Running Exhaust (g/mi) | Start-Up (g/vehicle-day) | Tire Wear (g/mi) | Brake Wear (g/mi) | Running Exhaust (g/mi) | Start-Up (g/vehicle-day) | Running Exhaust (g/mi) | Start-Up (g/vehicle-day) | Running Exhaust (g/mi) | Start-Up (g/vehicle-day)
Substation General Construction | Light-Duty Truck, catalyst | 3 | 35 | 80 | 3.0975 | 38.1469 | 0.30128 | 2.2362 | 0.094167 | 3.0314 | 1.8763 | 0.79644 | 0.20051 | 1.0787 | 0.0040478 | 0.0058408 | 0.0043705 | 0.03404 | 0.008 | 0.03675 | 0.0039996 | 0.031111 | 0.002 | 0.01575 | 372.0084 | 488.7328 | 0.0177 | 0.024075 | 0.0326 | 0.010593
Substation Below Grade Construction | Light-Duty Truck, catalyst | 15 | 35 | 80 | 3.0975 | 38.1469 | 0.30128 | 2.2362 | 0.094167 | 3.0314 | 1.8763 | 0.79644 | 0.20051 | 1.0787 | 0.0040478 | 0.0058408 | 0.0043705 | 0.03404 | 0.008 | 0.03675 | 0.0039996 | 0.031111 | 0.002 | 0.01575 | 372.0084 | 488.7328 | 0.0177 | 0.024075 | 0.0326 | 0.010593
EMFAC2011 emission factors for 2014
Assume startup after 8 hours
Assume 45 minutes run time total
2009 Emission Factors from EMFAC2007, average temp 60F; South Coast Air Basin | [26 empty] | lbs/mile |  |  |  | #REF! | #REF! | #REF! | #REF! | #REF! | #REF! | #REF! | #REF! | #REF! | #REF! | #REF! | #REF! | #REF! | #REF! | #REF! | #REF! | #REF! | #REF! | #REF! | #REF!
[31 empty] | Emissions, lbs/day | [9 empty] | Total Emissions, tons
[31 empty] | CO | NOx | VOCs | SOx | PM10 | PM2.5 | Paved Road Fugitive Dust PM10 | Paved Road Fugitive Dust PM2.5 | CO2 | CH4 | CO | NOx | VOCs | SOx | PM10 | PM2.5 | Paved Road Fugitive Dust PM10 | Paved Road Fugitive Dust PM2.5 | CO2 | CH4
Paved Road Fugitive Dust | [25 empty] | KCAPCD | Segment | Length
EPA's AP-42, Section 13.2.1, November 2006 | [26 empty] | A | 13.25 |  |  | #REF! | #REF! | #REF! | #REF! | #REF! | #REF! | #REF! | #REF! | #REF! | #REF! | #REF! | #REF! | #REF! | #REF! | #REF! | #REF! | #REF! | #REF! | #REF! | #REF!
E = k(sL/2)^0.65 x (W/3)^1.5 - C | [26 empty] | B | 20.299 |  |  | #REF! | #REF! | #REF! | #REF! | #REF! | #REF! | #REF! | #REF! | #REF! | #REF! | #REF! | #REF! | #REF! | #REF! | #REF! | #REF! | #REF! | #REF! | #REF! | #REF!
For light-duty trucks assume 2 tons/vehicle | [26 empty] | C | 21.68 |  |  | #REF! | #REF! | #REF! | #REF! | #REF! | #REF! | #REF! | #REF! | #REF! | #REF! | #REF! | #REF! | #REF! | #REF! | #REF! | #REF! | #REF! | #REF! | #REF! | #REF!
Assume silt loading for 10,000 ADT roadways = 0.03 g/m3 | [26 empty] | D | 9.3047 |  |  | #REF! | #REF! | #REF! | #REF! | #REF! | #REF! | #REF! | #REF! | #REF! | #REF! | #REF! | #REF! | #REF! | #REF! | #REF! | #REF! | #REF! | #REF! | #REF! | #REF!
Assume k = 0.016 PM10 | [26 empty] | E | 5.0348 |  |  | #REF! | #REF! | #REF! | #REF! | #REF! | #REF! | #REF! | #REF! | #REF! | #REF! | #REF! | #REF! | #REF! | #REF! | #REF! | #REF! | #REF! | #REF! | #REF! | #REF!
Assume 6 miles in addition for track-out for PM10 | [26 empty] | F | 0 |  |  | #REF! | #REF! | #REF! | #REF! | #REF! | #REF! | #REF! | #REF! | #REF! | #REF! | #REF! | #REF! | #REF! | #REF! | #REF! | #REF! | #REF! | #REF! | #REF! | #REF!
Emission Factors | [26 empty] | G | 0 |  |  | #REF! | #REF! | #REF! | #REF! | #REF! | #REF! | #REF! | #REF! | #REF! | #REF! | #REF! | #REF! | #REF! | #REF! | #REF! | #REF! | #REF! | #REF! | #REF! | #REF!
PM10 | 9.8123e-05 | [25 empty] | H | 0 |  |  | #REF! | #REF! | #REF! | #REF! | #REF! | #REF! | #REF! | #REF! | #REF! | #REF! | #REF! | #REF! | #REF! | #REF! | #REF! | #REF! | #REF! | #REF! | #REF! | #REF!
[27 empty] | I | 0 |  |  | #REF! | #REF! | #REF! | #REF! | #REF! | #REF! | #REF! | #REF! | #REF! | #REF! | #REF! | #REF! | #REF! | #REF! | #REF! | #REF! | #REF! | #REF! | #REF! | #REF!
[26 empty] | AVAQMD | Segment | Length
Unpaved Road Fugitive Dust | [26 empty] | A | 0 |  |  | #REF! | #REF! | #REF! | #REF! | #REF! | #REF! | #REF! | #REF! | #REF! | #REF! | #REF! | #REF! | #REF! | #REF! | #REF! | #REF! | #REF! | #REF! | #REF! | #REF!
EPA's AP-42, Section 13.2.2 | [26 empty] | B | 6.201 |  |  | #REF! | #REF! | #REF! | #REF! | #REF! | #REF! | #REF! | #REF! | #REF! | #REF! | #REF! | #REF! | #REF! | #REF! | #REF! | #REF! | #REF! | #REF! | #REF! | #REF!
Industrial Roads | [26 empty] | C | 0 |  |  | #REF! | #REF! | #REF! | #REF! | #REF! | #REF! | #REF! | #REF! | #REF! | #REF! | #REF! | #REF! | #REF! | #REF! | #REF! | #REF! | #REF! | #REF! | #REF! | #REF!
E = k (s/12)^a x (W/3)^b | [26 empty] | D | 9.8038 |  |  | #REF! | #REF! | #REF! | #REF! | #REF! | #REF! | #REF! | #REF! | #REF! | #REF! | #REF! | #REF! | #REF! | #REF! | #REF! | #REF! | #REF! | #REF! | #REF! | #REF!
Assume 61% control efficiency for watering 3 x daily | [26 empty] | E | 7.2452 |  |  | #REF! | #REF! | #REF! | #REF! | #REF! | #REF! | #REF! | #REF! | #REF! | #REF! | #REF! | #REF! | #REF! | #REF! | #REF! | #REF! | #REF! | #REF! | #REF! | #REF!
For light-duty trucks assume 2 tons/vehicle | [26 empty] | F | 3.6 |  |  | #REF! | #REF! | #REF! | #REF! | #REF! | #REF! | #REF! | #REF! | #REF! | #REF! | #REF! | #REF! | #REF! | #REF! | #REF! | #REF! | #REF! | #REF! | #REF! | #REF!
k = 1.5 for PM10, 0.15 for PM2.5 | [26 empty] | G | 6.1984 |  |  | #REF! | #REF! | #REF! | #REF! | #REF! | #REF! | #REF! | #REF! | #REF! | #REF! | #REF! | #REF! | #REF! | #REF! | #REF! | #REF! | #REF! | #REF! | #REF! | #REF!
s = 8.5, a = 0.9, b = 0.45 | [26 empty] | H | 5.1995 |  |  | #REF! | #REF! | #REF! | #REF! | #REF! | #REF! | #REF! | #REF! | #REF! | #REF! | #REF! | #REF! | #REF! | #REF! | #REF! | #REF! | #REF! | #REF! | #REF! | #REF!
Emission Factors | [26 empty] | I | 17.7142 |  |  | #REF! | #REF! | #REF! | #REF! | #REF! | #REF! | #REF! | #REF! | #REF! | #REF! | #REF! | #REF! | #REF! | #REF! | #REF! | #REF! | #REF! | #REF! | #REF! | #REF!
PM10 | 0.35738
PM2.5 | 0.035738 | [24 empty] | SCAQMD | Segment | Length
[27 empty] | A | 0 |  |  | #REF! | #REF! | #REF! | #REF! | #REF! | #REF! | #REF! | #REF! | #REF! | #REF! | #REF! | #REF! | #REF! | #REF! | #REF! | #REF! | #REF! | #REF! | #REF! | #REF!
[27 empty] | B | 0 |  |  | #REF! | #REF! | #REF! | #REF! | #REF! | #REF! | #REF! | #REF! | #REF! | #REF! | #REF! | #REF! | #REF! | #REF! | #REF! | #REF! | #REF! | #REF! | #REF! | #REF!
[27 empty] | C | 0 |  |  | #REF! | #REF! | #REF! | #REF! | #REF! | #REF! | #REF! | #REF! | #REF! | #REF! | #REF! | #REF! | #REF! | #REF! | #REF! | #REF! | #REF! | #REF! | #REF! | #REF!
[27 empty] | D | 16.5416 |  |  | #REF! | #REF! | #REF! | #REF! | #REF! | #REF! | #REF! | #REF! | #REF! | #REF! | #REF! | #REF! | #REF! | #REF! | #REF! | #REF! | #REF! | #REF! | #REF! | #REF!
[27 empty] | E | 0 |  |  | #REF! | #REF! | #REF! | #REF! | #REF! | #REF! | #REF! | #REF! | #REF! | #REF! | #REF! | #REF! | #REF! | #REF! | #REF! | #REF! | #REF! | #REF! | #REF! | #REF!
[27 empty] | F | 0 |  |  | #REF! | #REF! | #REF! | #REF! | #REF! | #REF! | #REF! | #REF! | #REF! | #REF! | #REF! | #REF! | #REF! | #REF! | #REF! | #REF! | #REF! | #REF! | #REF! | #REF!
[27 empty] | G | 14.6016 |  |  | #REF! | #REF! | #REF! | #REF! | #REF! | #REF! | #REF! | #REF! | #REF! | #REF! | #REF! | #REF! | #REF! | #REF! | #REF! | #REF! | #REF! | #REF! | #REF! | #REF!
[27 empty] | H | 14.5705 |  |  | #REF! | #REF! | #REF! | #REF! | #REF! | #REF! | #REF! | #REF! | #REF! | #REF! | #REF! | #REF! | #REF! | #REF! | #REF! | #REF! | #REF! | #REF! | #REF! | #REF!
[27 empty] | I | 14.1458 |  |  | #REF! | #REF! | #REF! | #REF! | #REF! | #REF! | #REF! | #REF! | #REF! | #REF! | #REF! | #REF! | #REF! | #REF! | #REF! | #REF! | #REF! | #REF! | #REF! | #REF!
[26 empty] | Alternative Corridors |  |  |  |  | CO | NOx | ROG | SOx | PM10 | PM2.5 | Paved Road Fugitive Dust PM10 | Paved Road Fugitive Dust PM2.5 | CO2 | CH4 | CO | NOx | VOCs | SOx | PM10 | PM2.5 | Paved Road Fugitive Dust PM10 | Paved Road Fugitive Dust PM2.5 | CO2 | CH4
ACDJK
[26 empty] | KCAPCD |  |  |  |  | #REF! | #REF! | #REF! | #REF! | #REF! | #REF! | #REF! | #REF! | #REF! | #REF! | #REF! | #REF! | #REF! | #REF! | #REF! | #REF! | #REF! | #REF! | #REF! | #REF!
[26 empty] | AVAQMD |  |  |  |  | #REF! | #REF! | #REF! | #REF! | #REF! | #REF! | #REF! | #REF! | #REF! | #REF! | #REF! | #REF! | #REF! | #REF! | #REF! | #REF! | #REF! | #REF! | #REF! | #REF!
[26 empty] | SCAQMD |  |  |  |  | #REF! | #REF! | #REF! | #REF! | #REF! | #REF! | #REF! | #REF! | #REF! | #REF! | #REF! | #REF! | #REF! | #REF! | #REF! | #REF! | #REF! | #REF! | #REF! | #REF!
ACEGK
[26 empty] | KCAPCD |  |  |  |  | #REF! | #REF! | #REF! | #REF! | #REF! | #REF! | #REF! | #REF! | #REF! | #REF! | #REF! | #REF! | #REF! | #REF! | #REF! | #REF! | #REF! | #REF! | #REF! | #REF!
[26 empty] | AVAQMD |  |  |  |  | #REF! | #REF! | #REF! | #REF! | #REF! | #REF! | #REF! | #REF! | #REF! | #REF! | #REF! | #REF! | #REF! | #REF! | #REF! | #REF! | #REF! | #REF! | #REF! | #REF!
[26 empty] | SCAQMD |  |  |  |  | #REF! | #REF! | #REF! | #REF! | #REF! | #REF! | #REF! | #REF! | #REF! | #REF! | #REF! | #REF! | #REF! | #REF! | #REF! | #REF! | #REF! | #REF! | #REF! | #REF!
ACEFHK
[26 empty] | KCAPCD |  |  |  |  | #REF! | #REF! | #REF! | #REF! | #REF! | #REF! | #REF! | #REF! | #REF! | #REF! | #REF! | #REF! | #REF! | #REF! | #REF! | #REF! | #REF! | #REF! | #REF! | #REF!
[26 empty] | AVAQMD |  |  |  |  | #REF! | #REF! | #REF! | #REF! | #REF! | #REF! | #REF! | #REF! | #REF! | #REF! | #REF! | #REF! | #REF! | #REF! | #REF! | #REF! | #REF! | #REF! | #REF! | #REF!
[26 empty] | SCAQMD |  |  |  |  | #REF! | #REF! | #REF! | #REF! | #REF! | #REF! | #REF! | #REF! | #REF! | #REF! | #REF! | #REF! | #REF! | #REF! | #REF! | #REF! | #REF! | #REF! | #REF! | #REF!
ACEFIK
[26 empty] | KCAPCD |  |  |  |  | #REF! | #REF! | #REF! | #REF! | #REF! | #REF! | #REF! | #REF! | #REF! | #REF! | #REF! | #REF! | #REF! | #REF! | #REF! | #REF! | #REF! | #REF! | #REF! | #REF!
[26 empty] | AVAQMD |  |  |  |  | #REF! | #REF! | #REF! | #REF! | #REF! | #REF! | #REF! | #REF! | #REF! | #REF! | #REF! | #REF! | #REF! | #REF! | #REF! | #REF! | #REF! | #REF! | #REF! | #REF!
[26 empty] | SCAQMD |  |  |  |  | #REF! | #REF! | #REF! | #REF! | #REF! | #REF! | #REF! | #REF! | #REF! | #REF! | #REF! | #REF! | #REF! | #REF! | #REF! | #REF! | #REF! | #REF! | #REF! | #REF!
ABGK
[26 empty] | KCAPCD |  |  |  |  | #REF! | #REF! | #REF! | #REF! | #REF! | #REF! | #REF! | #REF! | #REF! | #REF! | #REF! | #REF! | #REF! | #REF! | #REF! | #REF! | #REF! | #REF! | #REF! | #REF!
[26 empty] | AVAQMD |  |  |  |  | #REF! | #REF! | #REF! | #REF! | #REF! | #REF! | #REF! | #REF! | #REF! | #REF! | #REF! | #REF! | #REF! | #REF! | #REF! | #REF! | #REF! | #REF! | #REF! | #REF!
[26 empty] | SCAQMD |  |  |  |  | #REF! | #REF! | #REF! | #REF! | #REF! | #REF! | #REF! | #REF! | #REF! | #REF! | #REF! | #REF! | #REF! | #REF! | #REF! | #REF! | #REF! | #REF! | #REF! | #REF!
ABFHK
[26 empty] | KCAPCD |  |  |  |  | #REF! | #REF! | #REF! | #REF! | #REF! | #REF! | #REF! | #REF! | #REF! | #REF! | #REF! | #REF! | #REF! | #REF! | #REF! | #REF! | #REF! | #REF! | #REF! | #REF!
[26 empty] | AVAQMD |  |  |  |  | #REF! | #REF! | #REF! | #REF! | #REF! | #REF! | #REF! | #REF! | #REF! | #REF! | #REF! | #REF! | #REF! | #REF! | #REF! | #REF! | #REF! | #REF! | #REF! | #REF!
[26 empty] | SCAQMD |  |  |  |  | #REF! | #REF! | #REF! | #REF! | #REF! | #REF! | #REF! | #REF! | #REF! | #REF! | #REF! | #REF! | #REF! | #REF! | #REF! | #REF! | #REF! | #REF! | #REF! | #REF!
ABFIK
[26 empty] | KCAPCD |  |  |  |  | #REF! | #REF! | #REF! | #REF! | #REF! | #REF! | #REF! | #REF! | #REF! | #REF! | #REF! | #REF! | #REF! | #REF! | #REF! | #REF! | #REF! | #REF! | #REF! | #REF!
[26 empty] | AVAQMD |  |  |  |  | #REF! | #REF! | #REF! | #REF! | #REF! | #REF! | #REF! | #REF! | #REF! | #REF! | #REF! | #REF! | #REF! | #REF! | #REF! | #REF! | #REF! | #REF! | #REF! | #REF!
[26 empty] | SCAQMD |  |  |  |  | #REF! | #REF! | #REF! | #REF! | #REF! | #REF! | #REF! | #REF! | #REF! | #REF! | #REF! | #REF! | #REF! | #REF! | #REF! | #REF! | #REF! | #REF! | #REF! | #REF!
Construction Phase | Vehicle Class | No. of Daily Workers | Speed | VMT | Emissions, lbs/day
|  | Per Construction Phase | (mph) | (mi/vehicle-day) | CO | NOx | VOCs | SOx | PM10 | PM2.5 | Paved Road Fugitive Dust PM10 | Paved Road Fugitive Dust PM2.5 | CO2 | CH4 | N2O
Substation General Construction | Light-Duty Truck, catalyst | 3 | 35 | 80 | 1.8912 | 0.1742 | 0.096012 | 0.0021804 | 0.026215 | 0.011714 | 0.025316 | 0.010379 | 200.0666 | 0.0095245 | 0.017319
Substation Below Grade Construction | Light-Duty Truck, catalyst | 15 | 35 | 80 | 9.4561 | 0.87101 | 0.48006 | 0.010902 | 0.13108 | 0.058568 | 0.12658 | 0.051897 | 1000.3329 | 0.047623 | 0.086596
Simultaneous Worker Emissions |  |  |  |  | 11.3473 | 1.0452 | 0.57607 | 0.013082 | 0.15729 | 0.070282 | 0.15189 | 0.062277 | 1200.3995 | 0.057147 | 0.10391

## Fugitive Dust SC Substation (2) (hidden)
Table A-17. 2015 Maximum Daily Construction Emissions, Fugitive Dust, Salt Creek Substation
Salt Creek Substation
Substation Below Grade Construction
Earthmoving - Material Handling
Emission Factor from SCAQMD CEQA Air Quality Handbook, Table A9-9-G
E = [0.00112 x ({[G/5]^1.3/}/{[H/2]^1.4})] x [I/J]
where
G = Mean wind speed in miles per hour
H = Moisture content of surface material
I = Pounds of overburden handled per day
J = lbs/ton, 2000
For the Salt Creek Substation, assume 12 miles per hour daily maximum wind speed
Assume H = 2.0% moisture - unmitigated
Assume H = 15.0% moisture - watering 3 times daily
I = 3000 cubic yards x 1600 lbs/cubic yard = 4,800,000 lbs
Assume earthmoving occurs over 30 days, maximum per day could be 10 x daily average
| Unmitigated | Mitigated
E = [0.00112 x ({[G/5]^1.3/}/{[H/2]^1.4})] x [I/J] = | 2.7963 | 0.16653 | lbs/day
| 0.0041944 | 0.0002498 | total tons

## Equipment SCS 2-2116
Table A-14. 2016 Maximum Daily Construction Emissions, Construction Heavy Equipment, Salt Creek Substation
|  |  |  | Emission Factors | [11 empty] | Emissions
Equipment/Phase | FUEL | HP | Load Factor | ROG (lb/hr) | CO (lb/hr) | NOX (lb/hr) | SOX (lb/hr) | PM10 (lb/hr) | PM2.5 (lb/hr) | CO2 (lb/hr) | CH4 (lb/hr) | N2O (lb/hr) | No of Equipment | Hrs Per Day | Days in Service | ROG lbs/day | CO lbs/day | NOX lbs/day | SOX lbs/day | PM10 lbs/day | PM2.5 lbs/day | CO2 lbs/day | CH4 lbs/day | N2O lbs/day
Construction Inspection
Salt Creek Energization
Relay/Telecommunication Van | DIESEL | 175 |  | 0.13256 | 0.37614 | 1.1048 | 0.0018739 | 0.03685 | 0.032796 | 166.5454 | 0.011961 | 0.10496 | 1 | 2 | 280 | 0.26512 | 0.75228 | 2.2096 | 0.0037478 | 0.073699 | 0.065592 | 333.0908 | 0.023921 | 0.20991
Subtotal | [15 empty] | 0.26512 | 0.75228 | 2.2096 | 0.0037478 | 0.073699 | 0.065592 | 333.0908 | 0.023921 | 0.20991
Simultaneous Construction Equipment

## Construction Truck SCS 2-21-16
Table A-15. 2016 Maximum Daily Construction Emissions, Construction Trucks, Salt Creek Substation
Vehicle | Vehicle Class | Peak No. of Trucks per day | Total No. of Trucks | Speed | VMT | CO | NOX | ROG | SOx | PM10 |  |  | PM2.5 |  |  | CO2 | CH4 | N2O | Emissions, lbs/day
|  |  |  | (mph) | (mi/vehicle-day) | Running Exhaust (g/mi) | Running Exhaust (g/mi) | Running Exhaust (g/mi) | Running Exhaust (g/mi) | Running Exhaust (g/mi) | Tire Wear (g/mi) | Brake Wear (g/mi) | Running Exhaust (g/mi) | Tire Wear (g/mi) | Brake Wear (g/mi) | Running Exhaust (g/mi) | Running Exhaust (g/mi) | Running Exhaust (g/mi) | CO | NOx | VOCs | SOx | PM10 | PM2.5 | Paved Road Fugitive Dust PM10 | Paved Road Fugitive Dust PM2.5 | CO2 | CH4 | N2O
Salt Creek Energization
Foreman Pick-Up | Light Duty Truck 1, Diesel | 3 |  | 15 | 60 | 0.27174 | 0.61008 | 0.051754 | 0.0031861 | 0.040573 | 0.008 | 0.03675 | 0.037327 | 0.002 | 0.01575 | 295.2811 | 0.016873 | 0.0075639 | 0.10783 | 0.2421 | 0.020538 | 0.0012644 | 0.033859 | 0.021856 | 0 | 0 | 117.1776 | 0.0066959 | 0.0030016
Simultaneous Construction Trucks | [18 empty] | 0.10783 | 0.2421 | 0.020538 | 0.0012644 | 0.033859 | 0.021856 | 0 | 0 | 117.1776 | 0.0066959 | 0.0030016
2012 Emission Factors from EMFAC2007, average temp 60F; SCAB
Paved Road Fugitive Dust
EPA's AP-42, Section 13.2.1, November 2006
E = k(sL/2)^0.65 x (W/3)^1.5 - C
For LDT assume 2 tons/vehicle, MDT assume 13 tons/vehicle, HDT assume 20 tons/vehicle
Assume silt loading for 10,000 ADT roadways = 0.03 g/m3
Assume k = 0.016 PM10
Assume 6 miles in addition for track-out for PM10
Emission Factors
PM10, LDT | 9.8123e-05
PM10, MDT | 0.0089448
PM10, HDT | 0.017496

## WorkerTrips SCS 2-21-16
Table A-16. 2016 Maximum Daily Construction Emissions, Worker Trips, Salt Creek Substation
Construction Phase | Vehicle Class | No. of Daily Workers | Speed | VMT | CO |  | NOX |  | ROG | [5 empty] | SOx |  | PM10 |  |  |  | PM2.5 |  |  |  | CO2 |  | CH4 |  | N2O
|  | Per Construction Phase | (mph) | (mi/vehicle-day) | Running Exhaust (g/mi) | Start-Up (g/vehicle-day) | Running Exhaust (g/mi) | Start-Up (g/vehicle-day) | Running Exhaust (g/mi) | Start-Up (g/vehicle-day) | Hot-Soak (g/vehicle-day) | Resting Loss (g/vehicle-day) | Running Evaporative (g/mi) | Diurnal Evaporative (g/vehicle-day) | Running Exhaust (g/mi) | Start-Up (g/vehicle-day) | Running Exhaust (g/mi) | Start-Up (g/vehicle-day) | Tire Wear (g/mi) | Brake Wear (g/mi) | Running Exhaust (g/mi) | Start-Up (g/vehicle-day) | Tire Wear (g/mi) | Brake Wear (g/mi) | Running Exhaust (g/mi) | Start-Up (g/vehicle-day) | Running Exhaust (g/mi) | Start-Up (g/vehicle-day) | Running Exhaust (g/mi) | Start-Up (g/vehicle-day)
Salt Creek Energization | Light-Duty Truck, catalyst | 3 | 35 | 80 | 3.0975 | 38.1469 | 0.30128 | 2.2362 | 0.094167 | 3.0314 | 1.8763 | 0.79644 | 0.20051 | 1.0787 | 0.0040478 | 0.0058408 | 0.0043705 | 0.03404 | 0.008 | 0.03675 | 0.0039996 | 0.031111 | 0.002 | 0.01575 | 372.0084 | 488.7328 | 0.0177 | 0.024075 | 0.0326 | 0.010593
EMFAC2011 emission factors for 2014
Assume startup after 8 hours
Assume 45 minutes run time total | [30 empty] | #REF! | #REF! | #REF! | #REF! | #REF! | #REF! | #REF! | #REF! | #REF! | #REF! | #REF! | #REF! | #REF! | #REF! | #REF! | #REF! | #REF! | #REF! | #REF! | #REF!
2009 Emission Factors from EMFAC2007, average temp 60F; South Coast Air Basin | [26 empty] | lbs/mile
[31 empty] | Emissions, lbs/day | [9 empty] | Total Emissions, tons
[31 empty] | CO | NOx | VOCs | SOx | PM10 | PM2.5 | Paved Road Fugitive Dust PM10 | Paved Road Fugitive Dust PM2.5 | CO2 | CH4 | CO | NOx | VOCs | SOx | PM10 | PM2.5 | Paved Road Fugitive Dust PM10 | Paved Road Fugitive Dust PM2.5 | CO2 | CH4
Paved Road Fugitive Dust | [25 empty] | KCAPCD | Segment | Length |  |  | #REF! | #REF! | #REF! | #REF! | #REF! | #REF! | #REF! | #REF! | #REF! | #REF! | #REF! | #REF! | #REF! | #REF! | #REF! | #REF! | #REF! | #REF! | #REF! | #REF!
EPA's AP-42, Section 13.2.1, November 2006 | [26 empty] | A | 13.25 |  |  | #REF! | #REF! | #REF! | #REF! | #REF! | #REF! | #REF! | #REF! | #REF! | #REF! | #REF! | #REF! | #REF! | #REF! | #REF! | #REF! | #REF! | #REF! | #REF! | #REF!
E = k(sL/2)^0.65 x (W/3)^1.5 - C | [26 empty] | B | 20.299 |  |  | #REF! | #REF! | #REF! | #REF! | #REF! | #REF! | #REF! | #REF! | #REF! | #REF! | #REF! | #REF! | #REF! | #REF! | #REF! | #REF! | #REF! | #REF! | #REF! | #REF!
For light-duty trucks assume 2 tons/vehicle | [26 empty] | C | 21.68 |  |  | #REF! | #REF! | #REF! | #REF! | #REF! | #REF! | #REF! | #REF! | #REF! | #REF! | #REF! | #REF! | #REF! | #REF! | #REF! | #REF! | #REF! | #REF! | #REF! | #REF!
Assume silt loading for 10,000 ADT roadways = 0.03 g/m3 | [26 empty] | D | 9.3047 |  |  | #REF! | #REF! | #REF! | #REF! | #REF! | #REF! | #REF! | #REF! | #REF! | #REF! | #REF! | #REF! | #REF! | #REF! | #REF! | #REF! | #REF! | #REF! | #REF! | #REF!
Assume k = 0.016 PM10 | [26 empty] | E | 5.0348 |  |  | #REF! | #REF! | #REF! | #REF! | #REF! | #REF! | #REF! | #REF! | #REF! | #REF! | #REF! | #REF! | #REF! | #REF! | #REF! | #REF! | #REF! | #REF! | #REF! | #REF!
Assume 6 miles in addition for track-out for PM10 | [26 empty] | F | 0 |  |  | #REF! | #REF! | #REF! | #REF! | #REF! | #REF! | #REF! | #REF! | #REF! | #REF! | #REF! | #REF! | #REF! | #REF! | #REF! | #REF! | #REF! | #REF! | #REF! | #REF!
Emission Factors | [26 empty] | G | 0 |  |  | #REF! | #REF! | #REF! | #REF! | #REF! | #REF! | #REF! | #REF! | #REF! | #REF! | #REF! | #REF! | #REF! | #REF! | #REF! | #REF! | #REF! | #REF! | #REF! | #REF!
PM10 | 9.8123e-05 | [25 empty] | H | 0 |  |  | #REF! | #REF! | #REF! | #REF! | #REF! | #REF! | #REF! | #REF! | #REF! | #REF! | #REF! | #REF! | #REF! | #REF! | #REF! | #REF! | #REF! | #REF! | #REF! | #REF!
[27 empty] | I | 0
[26 empty] | AVAQMD | Segment | Length |  |  | #REF! | #REF! | #REF! | #REF! | #REF! | #REF! | #REF! | #REF! | #REF! | #REF! | #REF! | #REF! | #REF! | #REF! | #REF! | #REF! | #REF! | #REF! | #REF! | #REF!
Unpaved Road Fugitive Dust | [26 empty] | A | 0 |  |  | #REF! | #REF! | #REF! | #REF! | #REF! | #REF! | #REF! | #REF! | #REF! | #REF! | #REF! | #REF! | #REF! | #REF! | #REF! | #REF! | #REF! | #REF! | #REF! | #REF!
EPA's AP-42, Section 13.2.2 | [26 empty] | B | 6.201 |  |  | #REF! | #REF! | #REF! | #REF! | #REF! | #REF! | #REF! | #REF! | #REF! | #REF! | #REF! | #REF! | #REF! | #REF! | #REF! | #REF! | #REF! | #REF! | #REF! | #REF!
Industrial Roads | [26 empty] | C | 0 |  |  | #REF! | #REF! | #REF! | #REF! | #REF! | #REF! | #REF! | #REF! | #REF! | #REF! | #REF! | #REF! | #REF! | #REF! | #REF! | #REF! | #REF! | #REF! | #REF! | #REF!
E = k (s/12)^a x (W/3)^b | [26 empty] | D | 9.8038 |  |  | #REF! | #REF! | #REF! | #REF! | #REF! | #REF! | #REF! | #REF! | #REF! | #REF! | #REF! | #REF! | #REF! | #REF! | #REF! | #REF! | #REF! | #REF! | #REF! | #REF!
Assume 61% control efficiency for watering 3 x daily | [26 empty] | E | 7.2452 |  |  | #REF! | #REF! | #REF! | #REF! | #REF! | #REF! | #REF! | #REF! | #REF! | #REF! | #REF! | #REF! | #REF! | #REF! | #REF! | #REF! | #REF! | #REF! | #REF! | #REF!
For light-duty trucks assume 2 tons/vehicle | [26 empty] | F | 3.6 |  |  | #REF! | #REF! | #REF! | #REF! | #REF! | #REF! | #REF! | #REF! | #REF! | #REF! | #REF! | #REF! | #REF! | #REF! | #REF! | #REF! | #REF! | #REF! | #REF! | #REF!
k = 1.5 for PM10, 0.15 for PM2.5 | [26 empty] | G | 6.1984 |  |  | #REF! | #REF! | #REF! | #REF! | #REF! | #REF! | #REF! | #REF! | #REF! | #REF! | #REF! | #REF! | #REF! | #REF! | #REF! | #REF! | #REF! | #REF! | #REF! | #REF!
s = 8.5, a = 0.9, b = 0.45 | [26 empty] | H | 5.1995 |  |  | #REF! | #REF! | #REF! | #REF! | #REF! | #REF! | #REF! | #REF! | #REF! | #REF! | #REF! | #REF! | #REF! | #REF! | #REF! | #REF! | #REF! | #REF! | #REF! | #REF!
Emission Factors | [26 empty] | I | 17.7142
PM10 | 0.35738
PM2.5 | 0.035738 | [24 empty] | SCAQMD | Segment | Length |  |  | #REF! | #REF! | #REF! | #REF! | #REF! | #REF! | #REF! | #REF! | #REF! | #REF! | #REF! | #REF! | #REF! | #REF! | #REF! | #REF! | #REF! | #REF! | #REF! | #REF!
[27 empty] | A | 0 |  |  | #REF! | #REF! | #REF! | #REF! | #REF! | #REF! | #REF! | #REF! | #REF! | #REF! | #REF! | #REF! | #REF! | #REF! | #REF! | #REF! | #REF! | #REF! | #REF! | #REF!
[27 empty] | B | 0 |  |  | #REF! | #REF! | #REF! | #REF! | #REF! | #REF! | #REF! | #REF! | #REF! | #REF! | #REF! | #REF! | #REF! | #REF! | #REF! | #REF! | #REF! | #REF! | #REF! | #REF!
[27 empty] | C | 0 |  |  | #REF! | #REF! | #REF! | #REF! | #REF! | #REF! | #REF! | #REF! | #REF! | #REF! | #REF! | #REF! | #REF! | #REF! | #REF! | #REF! | #REF! | #REF! | #REF! | #REF!
[27 empty] | D | 16.5416 |  |  | #REF! | #REF! | #REF! | #REF! | #REF! | #REF! | #REF! | #REF! | #REF! | #REF! | #REF! | #REF! | #REF! | #REF! | #REF! | #REF! | #REF! | #REF! | #REF! | #REF!
[27 empty] | E | 0 |  |  | #REF! | #REF! | #REF! | #REF! | #REF! | #REF! | #REF! | #REF! | #REF! | #REF! | #REF! | #REF! | #REF! | #REF! | #REF! | #REF! | #REF! | #REF! | #REF! | #REF!
[27 empty] | F | 0 |  |  | #REF! | #REF! | #REF! | #REF! | #REF! | #REF! | #REF! | #REF! | #REF! | #REF! | #REF! | #REF! | #REF! | #REF! | #REF! | #REF! | #REF! | #REF! | #REF! | #REF!
[27 empty] | G | 14.6016 |  |  | #REF! | #REF! | #REF! | #REF! | #REF! | #REF! | #REF! | #REF! | #REF! | #REF! | #REF! | #REF! | #REF! | #REF! | #REF! | #REF! | #REF! | #REF! | #REF! | #REF!
[27 empty] | H | 14.5705 |  |  | #REF! | #REF! | #REF! | #REF! | #REF! | #REF! | #REF! | #REF! | #REF! | #REF! | #REF! | #REF! | #REF! | #REF! | #REF! | #REF! | #REF! | #REF! | #REF! | #REF!
[27 empty] | I | 14.1458
[31 empty] | CO | NOx | ROG | SOx | PM10 | PM2.5 | Paved Road Fugitive Dust PM10 | Paved Road Fugitive Dust PM2.5 | CO2 | CH4 | CO | NOx | VOCs | SOx | PM10 | PM2.5 | Paved Road Fugitive Dust PM10 | Paved Road Fugitive Dust PM2.5 | CO2 | CH4
Alternative Corridors
[26 empty] | ACDJK |  |  |  |  | #REF! | #REF! | #REF! | #REF! | #REF! | #REF! | #REF! | #REF! | #REF! | #REF! | #REF! | #REF! | #REF! | #REF! | #REF! | #REF! | #REF! | #REF! | #REF! | #REF!
[26 empty] | KCAPCD |  |  |  |  | #REF! | #REF! | #REF! | #REF! | #REF! | #REF! | #REF! | #REF! | #REF! | #REF! | #REF! | #REF! | #REF! | #REF! | #REF! | #REF! | #REF! | #REF! | #REF! | #REF!
[26 empty] | AVAQMD |  |  |  |  | #REF! | #REF! | #REF! | #REF! | #REF! | #REF! | #REF! | #REF! | #REF! | #REF! | #REF! | #REF! | #REF! | #REF! | #REF! | #REF! | #REF! | #REF! | #REF! | #REF!
SCAQMD
[26 empty] | ACEGK |  |  |  |  | #REF! | #REF! | #REF! | #REF! | #REF! | #REF! | #REF! | #REF! | #REF! | #REF! | #REF! | #REF! | #REF! | #REF! | #REF! | #REF! | #REF! | #REF! | #REF! | #REF!
[26 empty] | KCAPCD |  |  |  |  | #REF! | #REF! | #REF! | #REF! | #REF! | #REF! | #REF! | #REF! | #REF! | #REF! | #REF! | #REF! | #REF! | #REF! | #REF! | #REF! | #REF! | #REF! | #REF! | #REF!
[26 empty] | AVAQMD |  |  |  |  | #REF! | #REF! | #REF! | #REF! | #REF! | #REF! | #REF! | #REF! | #REF! | #REF! | #REF! | #REF! | #REF! | #REF! | #REF! | #REF! | #REF! | #REF! | #REF! | #REF!
SCAQMD
[26 empty] | ACEFHK |  |  |  |  | #REF! | #REF! | #REF! | #REF! | #REF! | #REF! | #REF! | #REF! | #REF! | #REF! | #REF! | #REF! | #REF! | #REF! | #REF! | #REF! | #REF! | #REF! | #REF! | #REF!
[26 empty] | KCAPCD |  |  |  |  | #REF! | #REF! | #REF! | #REF! | #REF! | #REF! | #REF! | #REF! | #REF! | #REF! | #REF! | #REF! | #REF! | #REF! | #REF! | #REF! | #REF! | #REF! | #REF! | #REF!
[26 empty] | AVAQMD |  |  |  |  | #REF! | #REF! | #REF! | #REF! | #REF! | #REF! | #REF! | #REF! | #REF! | #REF! | #REF! | #REF! | #REF! | #REF! | #REF! | #REF! | #REF! | #REF! | #REF! | #REF!
SCAQMD
[26 empty] | ACEFIK |  |  |  |  | #REF! | #REF! | #REF! | #REF! | #REF! | #REF! | #REF! | #REF! | #REF! | #REF! | #REF! | #REF! | #REF! | #REF! | #REF! | #REF! | #REF! | #REF! | #REF! | #REF!
[26 empty] | KCAPCD |  |  |  |  | #REF! | #REF! | #REF! | #REF! | #REF! | #REF! | #REF! | #REF! | #REF! | #REF! | #REF! | #REF! | #REF! | #REF! | #REF! | #REF! | #REF! | #REF! | #REF! | #REF!
[26 empty] | AVAQMD |  |  |  |  | #REF! | #REF! | #REF! | #REF! | #REF! | #REF! | #REF! | #REF! | #REF! | #REF! | #REF! | #REF! | #REF! | #REF! | #REF! | #REF! | #REF! | #REF! | #REF! | #REF!
SCAQMD
[26 empty] | ABGK |  |  |  |  | #REF! | #REF! | #REF! | #REF! | #REF! | #REF! | #REF! | #REF! | #REF! | #REF! | #REF! | #REF! | #REF! | #REF! | #REF! | #REF! | #REF! | #REF! | #REF! | #REF!
[26 empty] | KCAPCD |  |  |  |  | #REF! | #REF! | #REF! | #REF! | #REF! | #REF! | #REF! | #REF! | #REF! | #REF! | #REF! | #REF! | #REF! | #REF! | #REF! | #REF! | #REF! | #REF! | #REF! | #REF!
[26 empty] | AVAQMD |  |  |  |  | #REF! | #REF! | #REF! | #REF! | #REF! | #REF! | #REF! | #REF! | #REF! | #REF! | #REF! | #REF! | #REF! | #REF! | #REF! | #REF! | #REF! | #REF! | #REF! | #REF!
SCAQMD
[26 empty] | ABFHK |  |  |  |  | #REF! | #REF! | #REF! | #REF! | #REF! | #REF! | #REF! | #REF! | #REF! | #REF! | #REF! | #REF! | #REF! | #REF! | #REF! | #REF! | #REF! | #REF! | #REF! | #REF!
[26 empty] | KCAPCD |  |  |  |  | #REF! | #REF! | #REF! | #REF! | #REF! | #REF! | #REF! | #REF! | #REF! | #REF! | #REF! | #REF! | #REF! | #REF! | #REF! | #REF! | #REF! | #REF! | #REF! | #REF!
[26 empty] | AVAQMD |  |  |  |  | #REF! | #REF! | #REF! | #REF! | #REF! | #REF! | #REF! | #REF! | #REF! | #REF! | #REF! | #REF! | #REF! | #REF! | #REF! | #REF! | #REF! | #REF! | #REF! | #REF!
SCAQMD
[26 empty] | ABFIK |  |  |  |  | #REF! | #REF! | #REF! | #REF! | #REF! | #REF! | #REF! | #REF! | #REF! | #REF! | #REF! | #REF! | #REF! | #REF! | #REF! | #REF! | #REF! | #REF! | #REF! | #REF!
[26 empty] | KCAPCD |  |  |  |  | #REF! | #REF! | #REF! | #REF! | #REF! | #REF! | #REF! | #REF! | #REF! | #REF! | #REF! | #REF! | #REF! | #REF! | #REF! | #REF! | #REF! | #REF! | #REF! | #REF!
[26 empty] | AVAQMD |  |  |  |  | #REF! | #REF! | #REF! | #REF! | #REF! | #REF! | #REF! | #REF! | #REF! | #REF! | #REF! | #REF! | #REF! | #REF! | #REF! | #REF! | #REF! | #REF! | #REF! | #REF!
SCAQMD
Construction Phase | Vehicle Class | No. of Daily Workers | Speed | VMT | Emissions, lbs/day
|  | Per Construction Phase | (mph) | (mi/vehicle-day) | CO | NOx | VOCs | SOx | PM10 | PM2.5 | Paved Road Fugitive Dust PM10 | Paved Road Fugitive Dust PM2.5 | CO2 | CH4 | N2O
Salt Creek Energization | Light-Duty Truck, catalyst | 3 | 35 | 80 | 1.8912 | 0.1742 | 0.20078 | 0.0021804 | 0.026215 | 0.011714 | 0.025316 | 0.010379 | 200.0666 | 0.0095245 | 0.017319
Simultaneous Worker Trips |  |  |  |  | 1.8912 | 0.1742 | 0.20078 | 0.0021804 | 0.026215 | 0.011714 | 0.025316 | 0.010379 | 200.0666 | 0.0095245 | 0.017319

## Equipment Miguel 2-21-16
Table A-17. 2016 Maximum Daily Construction Emissions, Construction Heavy Equipment, Miguel Substation
|  |  |  | Emission Factors | [11 empty] | Emissions
Equipment/Phase | FUEL | HP | Load Factor | ROG (lb/hr) | CO (lb/hr) | NOX (lb/hr) | SOX (lb/hr) | PM10 (lb/hr) | PM2.5 (lb/hr) | CO2 (lb/hr) | CH4 (lb/hr) | N2O (lb/hr) | No of Equipment | Hrs Per Day | Days in Service | ROG lbs/day | CO lbs/day | NOX lbs/day | SOX lbs/day | PM10 lbs/day | PM2.5 lbs/day | CO2 lbs/day | CH4 lbs/day | N2O lbs/day
Construction Inspection
Salt Creek Energization
Relay/Telecommunication Van | DIESEL | 175 |  | 0.13256 | 0.37614 | 1.1048 | 0.0018739 | 0.03685 | 0.032796 | 166.5454 | 0.011961 | 0.10496 | 1 | 2 | 280 | 0.26512 | 0.75228 | 2.2096 | 0.0037478 | 0.073699 | 0.065592 | 333.0908 | 0.023921 | 0.20991
Subtotal | [15 empty] | 0.26512 | 0.75228 | 2.2096 | 0.0037478 | 0.073699 | 0.065592 | 333.0908 | 0.023921 | 0.20991
Simultaneous Construction Equipment

## Construction Truck Mig 2-21-16
Table A-18. 2016 Maximum Daily Construction Emissions, Construction Trucks, Miguel Substation
Vehicle | Vehicle Class | Peak No. of Trucks per day | Total No. of Trucks | Speed | VMT | CO | NOX | ROG | SOx | PM10 |  |  | PM2.5 |  |  | CO2 | CH4 | N2O | Emissions, lbs/day
|  |  |  | (mph) | (mi/vehicle-day) | Running Exhaust (g/mi) | Running Exhaust (g/mi) | Running Exhaust (g/mi) | Running Exhaust (g/mi) | Running Exhaust (g/mi) | Tire Wear (g/mi) | Brake Wear (g/mi) | Running Exhaust (g/mi) | Tire Wear (g/mi) | Brake Wear (g/mi) | Running Exhaust (g/mi) | Running Exhaust (g/mi) | Running Exhaust (g/mi) | CO | NOx | VOCs | SOx | PM10 | PM2.5 | Paved Road Fugitive Dust PM10 | Paved Road Fugitive Dust PM2.5 | CO2 | CH4 | N2O
Salt Creek Energization
Foreman Pick-Up | Light Duty Truck 1, Diesel | 3 |  | 15 | 60 | 0.27174 | 0.61008 | 0.051754 | 0.0031861 | 0.040573 | 0.008 | 0.03675 | 0.037327 | 0.002 | 0.01575 | 295.2811 | 0.016873 | 0.0075639 | 0.10783 | 0.2421 | 0.020538 | 0.0012644 | 0.033859 | 0.021856 | 0 | 0 | 117.1776 | 0.0066959 | 0.0030016
Simultaneous Construction Trucks | [18 empty] | 0.10783 | 0.2421 | 0.020538 | 0.0012644 | 0.033859 | 0.021856 | 0 | 0 | 117.1776 | 0.0066959 | 0.0030016
2012 Emission Factors from EMFAC2007, average temp 60F; SCAB
Paved Road Fugitive Dust
EPA's AP-42, Section 13.2.1, November 2006
E = k(sL/2)^0.65 x (W/3)^1.5 - C
For LDT assume 2 tons/vehicle, MDT assume 13 tons/vehicle, HDT assume 20 tons/vehicle
Assume silt loading for 10,000 ADT roadways = 0.03 g/m3
Assume k = 0.016 PM10
Assume 6 miles in addition for track-out for PM10
Emission Factors
PM10, LDT | 9.8123e-05
PM10, MDT | 0.0089448
PM10, HDT | 0.017496

## WorkerTrips Miguel 2-21-16
Table A-19. 2016 Maximum Daily Construction Emissions, Worker Trips, Miguel Substation
Construction Phase | Vehicle Class | No. of Daily Workers | Speed | VMT | CO |  | NOX |  | ROG | [5 empty] | SOx |  | PM10 |  |  |  | PM2.5 |  |  |  | CO2 |  | CH4 |  | N2O
|  | Per Construction Phase | (mph) | (mi/vehicle-day) | Running Exhaust (g/mi) | Start-Up (g/vehicle-day) | Running Exhaust (g/mi) | Start-Up (g/vehicle-day) | Running Exhaust (g/mi) | Start-Up (g/vehicle-day) | Hot-Soak (g/vehicle-day) | Resting Loss (g/vehicle-day) | Running Evaporative (g/mi) | Diurnal Evaporative (g/vehicle-day) | Running Exhaust (g/mi) | Start-Up (g/vehicle-day) | Running Exhaust (g/mi) | Start-Up (g/vehicle-day) | Tire Wear (g/mi) | Brake Wear (g/mi) | Running Exhaust (g/mi) | Start-Up (g/vehicle-day) | Tire Wear (g/mi) | Brake Wear (g/mi) | Running Exhaust (g/mi) | Start-Up (g/vehicle-day) | Running Exhaust (g/mi) | Start-Up (g/vehicle-day) | Running Exhaust (g/mi) | Start-Up (g/vehicle-day)
Salt Creek Energization | Light-Duty Truck, catalyst | 3 | 35 | 80 | 3.0975 | 38.1469 | 0.30128 | 2.2362 | 0.094167 | 3.0314 | 1.8763 | 0.79644 | 0.20051 | 1.0787 | 0.0040478 | 0.0058408 | 0.0043705 | 0.03404 | 0.008 | 0.03675 | 0.0039996 | 0.031111 | 0.002 | 0.01575 | 372.0084 | 488.7328 | 0.0177 | 0.024075 | 0.0326 | 0.010593
EMFAC2011 emission factors for 2014
Assume startup after 8 hours
Assume 45 minutes run time total | [30 empty] | #REF! | #REF! | #REF! | #REF! | #REF! | #REF! | #REF! | #REF! | #REF! | #REF! | #REF! | #REF! | #REF! | #REF! | #REF! | #REF! | #REF! | #REF! | #REF! | #REF!
2009 Emission Factors from EMFAC2007, average temp 60F; South Coast Air Basin | [26 empty] | lbs/mile
[31 empty] | Emissions, lbs/day | [9 empty] | Total Emissions, tons
[31 empty] | CO | NOx | VOCs | SOx | PM10 | PM2.5 | Paved Road Fugitive Dust PM10 | Paved Road Fugitive Dust PM2.5 | CO2 | CH4 | CO | NOx | VOCs | SOx | PM10 | PM2.5 | Paved Road Fugitive Dust PM10 | Paved Road Fugitive Dust PM2.5 | CO2 | CH4
Paved Road Fugitive Dust | [25 empty] | KCAPCD | Segment | Length |  |  | #REF! | #REF! | #REF! | #REF! | #REF! | #REF! | #REF! | #REF! | #REF! | #REF! | #REF! | #REF! | #REF! | #REF! | #REF! | #REF! | #REF! | #REF! | #REF! | #REF!
EPA's AP-42, Section 13.2.1, November 2006 | [26 empty] | A | 13.25 |  |  | #REF! | #REF! | #REF! | #REF! | #REF! | #REF! | #REF! | #REF! | #REF! | #REF! | #REF! | #REF! | #REF! | #REF! | #REF! | #REF! | #REF! | #REF! | #REF! | #REF!
E = k(sL/2)^0.65 x (W/3)^1.5 - C | [26 empty] | B | 20.299 |  |  | #REF! | #REF! | #REF! | #REF! | #REF! | #REF! | #REF! | #REF! | #REF! | #REF! | #REF! | #REF! | #REF! | #REF! | #REF! | #REF! | #REF! | #REF! | #REF! | #REF!
For light-duty trucks assume 2 tons/vehicle | [26 empty] | C | 21.68 |  |  | #REF! | #REF! | #REF! | #REF! | #REF! | #REF! | #REF! | #REF! | #REF! | #REF! | #REF! | #REF! | #REF! | #REF! | #REF! | #REF! | #REF! | #REF! | #REF! | #REF!
Assume silt loading for 10,000 ADT roadways = 0.03 g/m3 | [26 empty] | D | 9.3047 |  |  | #REF! | #REF! | #REF! | #REF! | #REF! | #REF! | #REF! | #REF! | #REF! | #REF! | #REF! | #REF! | #REF! | #REF! | #REF! | #REF! | #REF! | #REF! | #REF! | #REF!
Assume k = 0.016 PM10 | [26 empty] | E | 5.0348 |  |  | #REF! | #REF! | #REF! | #REF! | #REF! | #REF! | #REF! | #REF! | #REF! | #REF! | #REF! | #REF! | #REF! | #REF! | #REF! | #REF! | #REF! | #REF! | #REF! | #REF!
Assume 6 miles in addition for track-out for PM10 | [26 empty] | F | 0 |  |  | #REF! | #REF! | #REF! | #REF! | #REF! | #REF! | #REF! | #REF! | #REF! | #REF! | #REF! | #REF! | #REF! | #REF! | #REF! | #REF! | #REF! | #REF! | #REF! | #REF!
Emission Factors | [26 empty] | G | 0 |  |  | #REF! | #REF! | #REF! | #REF! | #REF! | #REF! | #REF! | #REF! | #REF! | #REF! | #REF! | #REF! | #REF! | #REF! | #REF! | #REF! | #REF! | #REF! | #REF! | #REF!
PM10 | 9.8123e-05 | [25 empty] | H | 0 |  |  | #REF! | #REF! | #REF! | #REF! | #REF! | #REF! | #REF! | #REF! | #REF! | #REF! | #REF! | #REF! | #REF! | #REF! | #REF! | #REF! | #REF! | #REF! | #REF! | #REF!
[27 empty] | I | 0
[26 empty] | AVAQMD | Segment | Length |  |  | #REF! | #REF! | #REF! | #REF! | #REF! | #REF! | #REF! | #REF! | #REF! | #REF! | #REF! | #REF! | #REF! | #REF! | #REF! | #REF! | #REF! | #REF! | #REF! | #REF!
Unpaved Road Fugitive Dust | [26 empty] | A | 0 |  |  | #REF! | #REF! | #REF! | #REF! | #REF! | #REF! | #REF! | #REF! | #REF! | #REF! | #REF! | #REF! | #REF! | #REF! | #REF! | #REF! | #REF! | #REF! | #REF! | #REF!
EPA's AP-42, Section 13.2.2 | [26 empty] | B | 6.201 |  |  | #REF! | #REF! | #REF! | #REF! | #REF! | #REF! | #REF! | #REF! | #REF! | #REF! | #REF! | #REF! | #REF! | #REF! | #REF! | #REF! | #REF! | #REF! | #REF! | #REF!
Industrial Roads | [26 empty] | C | 0 |  |  | #REF! | #REF! | #REF! | #REF! | #REF! | #REF! | #REF! | #REF! | #REF! | #REF! | #REF! | #REF! | #REF! | #REF! | #REF! | #REF! | #REF! | #REF! | #REF! | #REF!
E = k (s/12)^a x (W/3)^b | [26 empty] | D | 9.8038 |  |  | #REF! | #REF! | #REF! | #REF! | #REF! | #REF! | #REF! | #REF! | #REF! | #REF! | #REF! | #REF! | #REF! | #REF! | #REF! | #REF! | #REF! | #REF! | #REF! | #REF!
Assume 61% control efficiency for watering 3 x daily | [26 empty] | E | 7.2452 |  |  | #REF! | #REF! | #REF! | #REF! | #REF! | #REF! | #REF! | #REF! | #REF! | #REF! | #REF! | #REF! | #REF! | #REF! | #REF! | #REF! | #REF! | #REF! | #REF! | #REF!
For light-duty trucks assume 2 tons/vehicle | [26 empty] | F | 3.6 |  |  | #REF! | #REF! | #REF! | #REF! | #REF! | #REF! | #REF! | #REF! | #REF! | #REF! | #REF! | #REF! | #REF! | #REF! | #REF! | #REF! | #REF! | #REF! | #REF! | #REF!
k = 1.5 for PM10, 0.15 for PM2.5 | [26 empty] | G | 6.1984 |  |  | #REF! | #REF! | #REF! | #REF! | #REF! | #REF! | #REF! | #REF! | #REF! | #REF! | #REF! | #REF! | #REF! | #REF! | #REF! | #REF! | #REF! | #REF! | #REF! | #REF!
s = 8.5, a = 0.9, b = 0.45 | [26 empty] | H | 5.1995 |  |  | #REF! | #REF! | #REF! | #REF! | #REF! | #REF! | #REF! | #REF! | #REF! | #REF! | #REF! | #REF! | #REF! | #REF! | #REF! | #REF! | #REF! | #REF! | #REF! | #REF!
Emission Factors | [26 empty] | I | 17.7142
PM10 | 0.35738
PM2.5 | 0.035738 | [24 empty] | SCAQMD | Segment | Length |  |  | #REF! | #REF! | #REF! | #REF! | #REF! | #REF! | #REF! | #REF! | #REF! | #REF! | #REF! | #REF! | #REF! | #REF! | #REF! | #REF! | #REF! | #REF! | #REF! | #REF!
[27 empty] | A | 0 |  |  | #REF! | #REF! | #REF! | #REF! | #REF! | #REF! | #REF! | #REF! | #REF! | #REF! | #REF! | #REF! | #REF! | #REF! | #REF! | #REF! | #REF! | #REF! | #REF! | #REF!
[27 empty] | B | 0 |  |  | #REF! | #REF! | #REF! | #REF! | #REF! | #REF! | #REF! | #REF! | #REF! | #REF! | #REF! | #REF! | #REF! | #REF! | #REF! | #REF! | #REF! | #REF! | #REF! | #REF!
[27 empty] | C | 0 |  |  | #REF! | #REF! | #REF! | #REF! | #REF! | #REF! | #REF! | #REF! | #REF! | #REF! | #REF! | #REF! | #REF! | #REF! | #REF! | #REF! | #REF! | #REF! | #REF! | #REF!
[27 empty] | D | 16.5416 |  |  | #REF! | #REF! | #REF! | #REF! | #REF! | #REF! | #REF! | #REF! | #REF! | #REF! | #REF! | #REF! | #REF! | #REF! | #REF! | #REF! | #REF! | #REF! | #REF! | #REF!
[27 empty] | E | 0 |  |  | #REF! | #REF! | #REF! | #REF! | #REF! | #REF! | #REF! | #REF! | #REF! | #REF! | #REF! | #REF! | #REF! | #REF! | #REF! | #REF! | #REF! | #REF! | #REF! | #REF!
[27 empty] | F | 0 |  |  | #REF! | #REF! | #REF! | #REF! | #REF! | #REF! | #REF! | #REF! | #REF! | #REF! | #REF! | #REF! | #REF! | #REF! | #REF! | #REF! | #REF! | #REF! | #REF! | #REF!
[27 empty] | G | 14.6016 |  |  | #REF! | #REF! | #REF! | #REF! | #REF! | #REF! | #REF! | #REF! | #REF! | #REF! | #REF! | #REF! | #REF! | #REF! | #REF! | #REF! | #REF! | #REF! | #REF! | #REF!
[27 empty] | H | 14.5705 |  |  | #REF! | #REF! | #REF! | #REF! | #REF! | #REF! | #REF! | #REF! | #REF! | #REF! | #REF! | #REF! | #REF! | #REF! | #REF! | #REF! | #REF! | #REF! | #REF! | #REF!
[27 empty] | I | 14.1458
[31 empty] | CO | NOx | ROG | SOx | PM10 | PM2.5 | Paved Road Fugitive Dust PM10 | Paved Road Fugitive Dust PM2.5 | CO2 | CH4 | CO | NOx | VOCs | SOx | PM10 | PM2.5 | Paved Road Fugitive Dust PM10 | Paved Road Fugitive Dust PM2.5 | CO2 | CH4
Alternative Corridors
[26 empty] | ACDJK |  |  |  |  | #REF! | #REF! | #REF! | #REF! | #REF! | #REF! | #REF! | #REF! | #REF! | #REF! | #REF! | #REF! | #REF! | #REF! | #REF! | #REF! | #REF! | #REF! | #REF! | #REF!
[26 empty] | KCAPCD |  |  |  |  | #REF! | #REF! | #REF! | #REF! | #REF! | #REF! | #REF! | #REF! | #REF! | #REF! | #REF! | #REF! | #REF! | #REF! | #REF! | #REF! | #REF! | #REF! | #REF! | #REF!
[26 empty] | AVAQMD |  |  |  |  | #REF! | #REF! | #REF! | #REF! | #REF! | #REF! | #REF! | #REF! | #REF! | #REF! | #REF! | #REF! | #REF! | #REF! | #REF! | #REF! | #REF! | #REF! | #REF! | #REF!
SCAQMD
[26 empty] | ACEGK |  |  |  |  | #REF! | #REF! | #REF! | #REF! | #REF! | #REF! | #REF! | #REF! | #REF! | #REF! | #REF! | #REF! | #REF! | #REF! | #REF! | #REF! | #REF! | #REF! | #REF! | #REF!
[26 empty] | KCAPCD |  |  |  |  | #REF! | #REF! | #REF! | #REF! | #REF! | #REF! | #REF! | #REF! | #REF! | #REF! | #REF! | #REF! | #REF! | #REF! | #REF! | #REF! | #REF! | #REF! | #REF! | #REF!
[26 empty] | AVAQMD |  |  |  |  | #REF! | #REF! | #REF! | #REF! | #REF! | #REF! | #REF! | #REF! | #REF! | #REF! | #REF! | #REF! | #REF! | #REF! | #REF! | #REF! | #REF! | #REF! | #REF! | #REF!
SCAQMD
[26 empty] | ACEFHK |  |  |  |  | #REF! | #REF! | #REF! | #REF! | #REF! | #REF! | #REF! | #REF! | #REF! | #REF! | #REF! | #REF! | #REF! | #REF! | #REF! | #REF! | #REF! | #REF! | #REF! | #REF!
[26 empty] | KCAPCD |  |  |  |  | #REF! | #REF! | #REF! | #REF! | #REF! | #REF! | #REF! | #REF! | #REF! | #REF! | #REF! | #REF! | #REF! | #REF! | #REF! | #REF! | #REF! | #REF! | #REF! | #REF!
[26 empty] | AVAQMD |  |  |  |  | #REF! | #REF! | #REF! | #REF! | #REF! | #REF! | #REF! | #REF! | #REF! | #REF! | #REF! | #REF! | #REF! | #REF! | #REF! | #REF! | #REF! | #REF! | #REF! | #REF!
SCAQMD
[26 empty] | ACEFIK |  |  |  |  | #REF! | #REF! | #REF! | #REF! | #REF! | #REF! | #REF! | #REF! | #REF! | #REF! | #REF! | #REF! | #REF! | #REF! | #REF! | #REF! | #REF! | #REF! | #REF! | #REF!
[26 empty] | KCAPCD |  |  |  |  | #REF! | #REF! | #REF! | #REF! | #REF! | #REF! | #REF! | #REF! | #REF! | #REF! | #REF! | #REF! | #REF! | #REF! | #REF! | #REF! | #REF! | #REF! | #REF! | #REF!
[26 empty] | AVAQMD |  |  |  |  | #REF! | #REF! | #REF! | #REF! | #REF! | #REF! | #REF! | #REF! | #REF! | #REF! | #REF! | #REF! | #REF! | #REF! | #REF! | #REF! | #REF! | #REF! | #REF! | #REF!
SCAQMD
[26 empty] | ABGK |  |  |  |  | #REF! | #REF! | #REF! | #REF! | #REF! | #REF! | #REF! | #REF! | #REF! | #REF! | #REF! | #REF! | #REF! | #REF! | #REF! | #REF! | #REF! | #REF! | #REF! | #REF!
[26 empty] | KCAPCD |  |  |  |  | #REF! | #REF! | #REF! | #REF! | #REF! | #REF! | #REF! | #REF! | #REF! | #REF! | #REF! | #REF! | #REF! | #REF! | #REF! | #REF! | #REF! | #REF! | #REF! | #REF!
[26 empty] | AVAQMD |  |  |  |  | #REF! | #REF! | #REF! | #REF! | #REF! | #REF! | #REF! | #REF! | #REF! | #REF! | #REF! | #REF! | #REF! | #REF! | #REF! | #REF! | #REF! | #REF! | #REF! | #REF!
SCAQMD
[26 empty] | ABFHK |  |  |  |  | #REF! | #REF! | #REF! | #REF! | #REF! | #REF! | #REF! | #REF! | #REF! | #REF! | #REF! | #REF! | #REF! | #REF! | #REF! | #REF! | #REF! | #REF! | #REF! | #REF!
[26 empty] | KCAPCD |  |  |  |  | #REF! | #REF! | #REF! | #REF! | #REF! | #REF! | #REF! | #REF! | #REF! | #REF! | #REF! | #REF! | #REF! | #REF! | #REF! | #REF! | #REF! | #REF! | #REF! | #REF!
[26 empty] | AVAQMD |  |  |  |  | #REF! | #REF! | #REF! | #REF! | #REF! | #REF! | #REF! | #REF! | #REF! | #REF! | #REF! | #REF! | #REF! | #REF! | #REF! | #REF! | #REF! | #REF! | #REF! | #REF!
SCAQMD
[26 empty] | ABFIK |  |  |  |  | #REF! | #REF! | #REF! | #REF! | #REF! | #REF! | #REF! | #REF! | #REF! | #REF! | #REF! | #REF! | #REF! | #REF! | #REF! | #REF! | #REF! | #REF! | #REF! | #REF!
[26 empty] | KCAPCD |  |  |  |  | #REF! | #REF! | #REF! | #REF! | #REF! | #REF! | #REF! | #REF! | #REF! | #REF! | #REF! | #REF! | #REF! | #REF! | #REF! | #REF! | #REF! | #REF! | #REF! | #REF!
[26 empty] | AVAQMD |  |  |  |  | #REF! | #REF! | #REF! | #REF! | #REF! | #REF! | #REF! | #REF! | #REF! | #REF! | #REF! | #REF! | #REF! | #REF! | #REF! | #REF! | #REF! | #REF! | #REF! | #REF!
SCAQMD
Construction Phase | Vehicle Class | No. of Daily Workers | Speed | VMT | Emissions, lbs/day
|  | Per Construction Phase | (mph) | (mi/vehicle-day) | CO | NOx | VOCs | SOx | PM10 | PM2.5 | Paved Road Fugitive Dust PM10 | Paved Road Fugitive Dust PM2.5 | CO2 | CH4 | N2O
Salt Creek Energization | Light-Duty Truck, catalyst | 3 | 35 | 80 | 1.8912 | 0.1742 | 0.20078 | 0.0021804 | 0.026215 | 0.011714 | 0.025316 | 0.010379 | 200.0666 | 0.0095245 | 0.017319
Simultaneous Worker Trips |  |  |  |  | 1.8912 | 0.1742 | 0.20078 | 0.0021804 | 0.026215 | 0.011714 | 0.025316 | 0.010379 | 200.0666 | 0.0095245 | 0.017319

## Fugitive Dust UG
Table A-20. 2015 Maximum Daily Fugitive Dust Emissions, UG Alternative
UG Earthmoving
Earthmoving - Material Handling
Emission Factor from SCAQMD CEQA Air Quality Handbook, Table A9-9-G
E = [0.00112 x ({[G/5]^1.3/}/{[H/2]^1.4})] x [I/J]
where
G = Mean wind speed in miles per hour
H = Moisture content of surface material
I = Pounds of overburden handled per day
J = lbs/ton, 2000
For the Salt Creek Substation, assume 12 miles per hour daily maximum wind speed
Assume H = 2.0% moisture - unmitigated
Assume H = 15.0% moisture - watering 3 times daily
I = 19850 cubic yards x 1600 lbs/cubic yard = 31,760,000 lbs
Assume earthmoving occurs over 30 days, maximum per day could be 10 x daily average
| Unmitigated | Mitigated
E = [0.00112 x ({[G/5]^1.3/}/{[H/2]^1.4})] x [I/J] = | 18.5021 | 1.1019 | lbs/day
| 0.27753 | 0.0016528 | total tons

## Summary Unmitigated
Table A-21. Maximum Daily Unmitigated Construction Emissions, Summary
2014 | Maximum Daily Construction Emissions, lbs/day
Source | ROG | CO | NOx | SOx | PM10 | PM2.5
Construction Equipment | 20.8564 | 59.5637 | 114.9746 | 0.22696 | 4.9634 | 4.4174
Construction Truck Trips | 4.5242 | 17.4137 | 115.9559 | 0.16925 | 5.8201 | 4.251
Worker Trips | 3.0786 | 28.9988 | 2.6711 | 0.033433 | 0.79014 | 0.33876
Fugitive Dust (Unmitigated) |  |  |  |  | 152.804 | 32.0888
Total | 28.4591 | 105.9762 | 233.6016 | 0.42964 | 164.3776 | 41.096
2015 | Maximum Daily Construction Emissions, lbs/day
Source | ROG | CO | NOx | SOx | PM10 | PM2.5
Construction Equipment | 19.9593 | 58.7756 | 155.2835 | 0.29219 | 5.3828 | 4.7907
Construction Truck Trips | 2.4225 | 10.1716 | 52.7899 | 0.096381 | 3.1636 | 0.93059
Worker Trips | 2.4323 | 47.911 | 4.4131 | 0.055237 | 1.3055 | 0.55969
Fugitive Dust (Unmitigated) |  |  |  |  | 21.2984 | 4.4727
Total | 24.8141 | 116.8582 | 212.4866 | 0.44381 | 31.1503 | 10.7537
2016 | Maximum Daily Construction Emissions, lbs/day
Source | ROG | CO | NOx | SOx | PM10 | PM2.5
Construction Equipment | 0.53024 | 1.5046 | 4.4193 | 0.0074957 | 0.1474 | 0.13118
Construction Truck Trips | 0.041075 | 0.21567 | 0.4842 | 0.0025287 | 0.067718 | 0.043713
Worker Trips | 0.40156 | 3.7824 | 0.34841 | 0.0043608 | 0.10306 | 0.044186
Total | 0.97287 | 5.5027 | 5.2519 | 0.014385 | 0.31818 | 0.21908

## Summary Mitigated
Table A-22. Maximum Daily Mitigated Construction Emissions, Summary
2014 | Maximum Daily Construction Emissions, lbs/day
Source | ROG | CO | NOx | SOx | PM10 | PM2.5
Construction Equipment | 20.8564 | 59.5637 | 114.9746 | 0.22696 | 4.9634 | 4.4174
Construction Truck Trips | 4.5242 | 17.4137 | 115.9559 | 0.16925 | 5.8201 | 4.251
Worker Trips | 3.0786 | 28.9988 | 2.6711 | 0.033433 | 0.79014 | 0.33876
Fugitive Dust (Unmitigated) |  |  |  |  | 9.1002 | 1.911
Total | 28.4591 | 105.9762 | 233.6016 | 0.42964 | 20.6738 | 10.9182
2015 | Maximum Daily Construction Emissions, lbs/day
Source | ROG | CO | NOx | SOx | PM10 | PM2.5
Construction Equipment | 19.9593 | 58.7756 | 155.2835 | 0.29219 | 5.3828 | 4.7907
Construction Truck Trips | 2.4225 | 10.1716 | 52.7899 | 0.096381 | 3.1636 | 0.93059
Worker Trips | 2.4323 | 47.911 | 4.4131 | 0.055237 | 1.3055 | 0.55969
Fugitive Dust (Unmitigated) |  |  |  |  | 1.2684 | 0.26637
Total | 24.8141 | 116.8582 | 212.4866 | 0.44381 | 11.1203 | 6.5473
2016 | Maximum Daily Construction Emissions, lbs/day
Source | ROG | CO | NOx | SOx | PM10 | PM2.5
Construction Equipment | 0.53024 | 1.5046 | 4.4193 | 0.0074957 | 0.1474 | 0.13118
Construction Truck Trips | 0.041075 | 0.21567 | 0.4842 | 0.0025287 | 0.067718 | 0.043713
Worker Trips | 0.40156 | 3.7824 | 0.34841 | 0.0043608 | 0.10306 | 0.044186
Total | 0.97287 | 5.5027 | 5.2519 | 0.014385 | 0.31818 | 0.21908

## Offroad Tier 2 Alt1 (hidden)
| Table A-4. Offroad Emissions Calculations - Using Tier 2 Emission Factors - Blythe Mesa Ii Solar Project | [11 empty] | From GRP, Table 13.6: | [8 empty] | Offroad Equipment Project Total
| Tier 2 emission factors (EFs) are applied to NOx, PM, and CO. Load Factors (LFs) are used in conjunction with Tier 2 EFs. | [11 empty] | Constituent | g/gal fuel |  |  |  |  | NOX | PM | CO | NOX | ROG | PM | CO | SOX | CO2 | CH4 | N2O
| 2014 SCAB EFs (OFFROAD2007) are applied to CO2, ROG, and SOX. Calculation detail is provided in Offroad SCAB worksheet. | [11 empty] | N2O | 0.26 |  |  |  |  | lbs/day | lbs/day | lbs/day | (tons) | (tons) | (tons) | (tons) | (tons) | (tons) | (tons) | (tons)
| N2O emissions are from Table 13.6 in the Climate Action Registry's General Reporting Protocol | [11 empty] | CH4 | 0.58 |  |  |  |  | #REF! | #REF! | #REF! | #REF! | 13.2698 | #REF! | #REF! | 413.1971 | 2714.2749 | 0.19834 | 0.083603
2012 SCAB EFs (OFFROAD2007 model) are applied to CO2, ROG, SOX. LFs already incorporated in OFFROAD model. | Blythe Mesa Solar Project | [11 empty] | ratio | 0.44828
Onroad model (EMFAC) assumes 1990-2012 composite fleet across light, medium, and heavy duty vehicle classes. | Site Preparation/Grading/Earthwork
3 months
Activity | Primary Equipment Description | Offroad Equip Category | HP Estimate | Probable Fuel Type | Primary Equip Quantity | Activity Schedule Estimate (Days) | Duration of Use (Hours/ Day) | Total Hours of Utilization | Load Factor for Tier 2 | HP Used for OFFROAD | TIER 2 NOX | 2010 SCAB ROG | TIER 2 PM | TIER 2 CO | 2010 SCAB SOX | 2010 SCAB CO2 | 2010 SCAB CH4 | 2010 SCAB N2O | TIER 2 NOX | TIER 2 PM | TIER 2 CO | TIER 2 CO | 2010 SCAB ROG | TIER 2 PM | TIER 2 CO | 2010 SCAB SOX | 2010 SCAB CO2 | 2010 SCAB CH4 | 2010 SCAB N2O
[8 empty] | 4320 |  |  | (lbs/hr) | (lbs/hr) | (lbs/hr) | (lbs/hr) | (lbs/hr) | (lbs/hr) | (lbs/hr) | (lbs/hr) | lbs/day | lbs/day | lbs/day | (tons) | (tons) | (tons) | (tons) | (tons) | (tons) | (tons) | (tons)
Marshalling Yards | Road Grader | Grader | 185 | Diesel | 1 | 90 | 6 | 540 | #REF! | 250 | #REF! | 0.55012 | #REF! | #REF! | 0.052906 | 256.571 | 0.015749 | 0.0070599 | #REF! | #REF! | #REF! | #REF! | 0.14853 | #REF! | #REF! | 0.014285 | 69.2742 | 0.0042522 | 0.0019062
| Rough-Terrain Forklifts | Rough Terrain Forklift | 99 | Diesel | 2 | 90 | 4 | 720 | #REF! | 250 | #REF! | 0.59919 | #REF! | #REF! | 0.054969 | 229.4843 | 0.015869 | 0.0071136 | #REF! | #REF! | #REF! | #REF! | 0.21571 | #REF! | #REF! | 0.019789 | 82.6144 | 0.0057128 | 0.0025609
| Track Type Dozer | Grader | 185 | Diesel | 1 | 90 | 6 | 540 | #REF! | 500 | #REF! | 0.35948 | #REF! | #REF! | 0.042946 | 122.2913 | 0.010889 | 0.0048812 | #REF! | #REF! | #REF! | #REF! | 0.097059 | #REF! | #REF! | 0.011596 | 33.0187 | 0.00294 | 0.0013179
| Excavator | Excavator | 85 | Diesel | 1 | 90 | 8 | 720 | #REF! | 120 | #REF! | 0.72451 | #REF! | #REF! | 0.062677 | 344.8533 | 0.019727 | 0.0088433 | #REF! | #REF! | #REF! | #REF! | 0.26082 | #REF! | #REF! | 0.022564 | 124.1472 | 0.0071019 | 0.0031836
Tower Erection | Rubber-Tired Loaders | Rubber Tired Loader | 78 | Diesel | 1 | 90 | 8 | 720 | #REF! | 250 | #REF! | 0.61343 | #REF! | #REF! | 0.056708 | 272.334 | 0.018636 | 0.0083541 | #REF! | #REF! | #REF! | #REF! | 0.22083 | #REF! | #REF! | 0.020415 | 98.0402 | 0.006709 | 0.0030075
Restoration | Rollers | Roller | 100 | Diesel | 1 | 90 | 6 | 540 | #REF! | 120 | #REF! | 0.72451 | #REF! | #REF! | 0.062677 | 344.8533 | 0.019727 | 0.0088433 | #REF! | #REF! | #REF! | #REF! | 0.19562 | #REF! | #REF! | 0.016923 | 93.1104 | 0.0053264 | 0.0023877
| Scrapers | Scraper | 365 | Diesel | 1 | 90 | 6 | 540 | #REF! | 250 | #REF! | 0.59919 | #REF! | #REF! | 0.054969 | 229.4843 | 0.015869 | 0.0071136 | #REF! | #REF! | #REF! | #REF! | 0.16178 | #REF! | #REF! | 0.014842 | 61.9608 | 0.0042846 | 0.0019207
| DumpTruck | Grader | 473 | Diesel | 1 | 90 | 4 | 360 | #REF! | 500 | #REF! | 1.2665 | #REF! | #REF! |  |  |  |  | #REF! | #REF! | #REF! | #REF! | 0.22796 | #REF! | #REF!
| 4000 Gallon Water Truck | Off-highway Truck | 250 | Diesel | 1 | 90 | 8 | 720 | #REF! | 250 | #REF! | 0.59869 | #REF! | #REF! |  |  |  |  | #REF! | #REF! | #REF! | #REF! | 0.21553 | #REF! | #REF!
| ATV Gator Carts | Other Construction Equipment | 100 | Diesel | 1 | 90 | 4 | 360 | #REF! | 120 | #REF! | 0.82722 | #REF! | #REF! |  |  |  |  | #REF! | #REF! | #REF! | #REF! | 0.1489 | #REF! | #REF!
Concrete Foundations
3 months
Activity | Primary Equipment Description | Offroad Equip Category | HP Estimate | Probable Fuel Type | Primary Equip Quantity | Activity Schedule Estimate (Days) | Duration of Use (Hours/ Day) | Total Hours of Utilization | Load Factor for Tier 2 | HP Used for OFFROAD | TIER 2 NOX | 2010 SCAB ROG | TIER 2 PM | TIER 2 CO | 2010 SCAB SOX | 2010 SCAB CO2 | 2010 SCAB CH4 | 2010 SCAB N2O | TIER 2 NOX | TIER 2 PM | TIER 2 CO | TIER 2 NOX | 2010 SCAB ROG | TIER 2 PM | TIER 2 CO | 2010 SCAB SOX | 2010 SCAB CO2 | 2010 SCAB CH4 | 2010 SCAB N2O
[8 empty] | 8100 |  |  | (lbs/hr) | (lbs/hr) | (lbs/hr) | (lbs/hr) | (lbs/hr) | (lbs/hr) | (lbs/hr) | (lbs/hr) | lbs/day | lbs/day | lbs/day | (tons) | (tons) | (tons) | (tons) | (tons) | (tons) | (tons) | (tons)
| Pavers | Paving Equipment | 173 | Diesel | 1 | 90 | 6 | 540 | #REF! | 250 | #REF! | 0.35948 | #REF! | #REF! | 0.042946 | 122.2913 | 0.010889 | 0.0048812 | #REF! | #REF! | #REF! | #REF! | 0.097059 | #REF! | #REF! | 0.011596 | 33.0187 | 0.00294 | 0.0013179
| Concrete Pump | Concrete Pumps | 10 | Diesel | 4 | 90 | 4 | 1440 | 0.74 | 50 | 0.08679 | 0.34257 | 0.0097884 | 0.097884 | 0.017949 | 188.1019 | 0.0066467 | 0.0029796 | 1.3886 | 0.15661 | 1.5661 | 0.062489 | 0.24665 | 0.0070476 | 0.070476 | 0.012923 | 135.4334 | 0.0047856 | 0.0021453
Tower Legs, Haul and Erect | 10,000 lb Rough Terrain Fork Lift | Rough Terrain Forklift | 99 | Diesel | 2 | 90 | 6 | 1080 | #REF! | 250 | #REF! | 0.37172 | #REF! | #REF! | 0.037584 | 170.7965 | 0.011102 | 0.0049768 | #REF! | #REF! | #REF! | #REF! | 0.20073 | #REF! | #REF! | 0.020296 | 92.2301 | 0.0059951 | 0.0026874
| Concrete Truck | Off-highway Truck | 250 | Diesel | 2 | 90 | 4 | 720 | #REF! | 250 | #REF! | 0.61343 | #REF! | #REF! | 0.056708 | 272.334 | 0.018636 | 0.0083541 | #REF! | #REF! | #REF! | #REF! | 0.22083 | #REF! | #REF! | 0.020415 | 98.0402 | 0.006709 | 0.0030075
| Drum Type Compactor | Paving Equipment | 250 | Diesel | 1 | 90 | 6 | 540 | #REF! | 250 | #REF! | 0.35948 | #REF! | #REF! | 0.042946 | 122.2913 | 0.010889 | 0.0048812 | #REF! | #REF! | #REF! | #REF! | 0.097059 | #REF! | #REF! | 0.011596 | 33.0187 | 0.00294 | 0.0013179
| ATV Gator Carts | Other Construction Equipment | 100 |  | 1 | 90 | 6 | 540 | #REF! | 250 | #REF! | 0.42729 | #REF! | #REF! |  |  |  |  | #REF! | #REF! | #REF! | #REF! | 0.11537 | #REF! | #REF!
| Welders | Welders | 50 | Diesel | 6 | 90 | 6 | 3240 | 0.45 | 50 | 0.26389 | 0.51021 | 0.014881 | 0.18353 | 0.046311 | 233.7354 | 0.014947 | 0.0067004 | 9.5 | 0.53571 | 6.6071 | 0.4275 | 0.82653 | 0.024107 | 0.29732 | 0.075024 | 378.6513 | 0.024214 | 0.010855
Structural Steel Work
4 months
Activity | Primary Equipment Description | Offroad Equip Category | HP Estimate | Probable Fuel Type | Primary Equip Quantity | Activity Schedule Estimate (Days) | Duration of Use (Hours/ Day) | Total Hours of Utilization | Load Factor for Tier 2 | HP Used for OFFROAD | TIER 2 NOX | 2010 SCAB ROG | TIER 2 PM | TIER 2 CO | 2010 SCAB SOX | 2010 SCAB CO2 | 2010 SCAB CH4 | 2010 SCAB N2O | TIER 2 NOX | TIER 2 PM | TIER 2 CO | TIER 2 NOX | 2010 SCAB ROG | TIER 2 PM | TIER 2 CO | 2010 SCAB SOX | 2010 SCAB CO2 | 2010 SCAB CH4 | 2010 SCAB N2O
[8 empty] | 8520 |  |  | (lbs/hr) | (lbs/hr) | (lbs/hr) | (lbs/hr) | (lbs/hr) | (lbs/hr) | (lbs/hr) | (lbs/hr) | lbs/day | lbs/day | lbs/day | (tons) | (tons) | (tons) | (tons) | (tons) | (tons) | (tons) | (tons)
Marshalling Yards | 10,000 lb Rough Terrain Fork Lift | Rough Terrain Forklift | 99 | Diesel | 2 | 120 | 5 | 1200 | #REF! | 250 | #REF! | 0.37172 | #REF! | #REF! | 0.037584 | 170.7965 | 0.011102 | 0.0049768 | #REF! | #REF! | #REF! | #REF! | 0.22303 | #REF! | #REF! | 0.022551 | 102.4779 | 0.0066612 | 0.0029861
Install Foundations | 30 Ton Crane Truck | Off-highway Truck | 99 | Diesel | 1 | 120 | 5 | 600 | #REF! | 500 | #REF! | 0.61343 | #REF! | #REF! | 0.056708 | 272.334 | 0.018636 | 0.0083541 | #REF! | #REF! | #REF! | #REF! | 0.18403 | #REF! | #REF! | 0.017012 | 81.7002 | 0.0055908 | 0.0025062
Tower Assembly | 80 Ton Rough Terrain Cranes | Off-highway Truck | 250 | Diesel | 1 | 120 | 4 | 480 | #REF! | 500 | #REF! | 0.61343 | #REF! | #REF! | 0.056708 | 272.334 | 0.018636 | 0.0083541 | #REF! | #REF! | #REF! | #REF! | 0.14722 | #REF! | #REF! | 0.01361 | 65.3602 | 0.0044727 | 0.002005
| Compressor Truck | Off-highway Truck | 25 | Diesel | 2 | 120 | 8 | 1920 | #REF! | 500 | #REF! | 0.61343 | #REF! | #REF! | 0.056708 | 272.334 | 0.018636 | 0.0083541 | #REF! | #REF! | #REF! | #REF! | 0.58889 | #REF! | #REF! | 0.05444 | 261.4406 | 0.017891 | 0.0080199
| Welders | Welders | 50 | Diesel | 6 | 120 | 6 | 4320 | 0.45 | 50 | 0.26389 | 0.51021 | 0.014881 | 0.18353 | 0.046311 | 233.7354 | 0.014947 | 0.0067004 | 9.5 | 0.53571 | 6.6071 | 0.57 | 1.102 | 0.032143 | 0.39643 | 0.10003 | 504.8684 | 0.032285 | 0.014473
Electrical/Instrumentation Work
2 months
Activity | Primary Equipment Description | Offroad Equip Category | HP Estimate | Probable Fuel Type | Primary Equip Quantity | Activity Schedule Estimate (Days) | Duration of Use (Hours/ Day) | Total Hours of Utilization | Load Factor for Tier 2 | HP Used for OFFROAD | TIER 2 NOX | 2010 SCAB ROG | TIER 2 PM | TIER 2 CO | 2010 SCAB SOX | 2010 SCAB CO2 | 2010 SCAB CH4 | 2010 SCAB N2O | TIER 2 NOX | TIER 2 PM | TIER 2 CO | NOX | ROG | PM | CO | SOX | CO2 | 2010 SCAB CH4 | 2010 SCAB N2O
[8 empty] | 3240 |  |  | (lb/hr) | (lb/hr) | (lb/hr) | (lb/hr) | (lb/hr) | (lb/hr) | (lbs/hr) | (lbs/hr) | lbs/day | lbs/day | lbs/day | (tons) | (tons) | (tons) | (tons) | (tons) | (tons) | (tons) | (tons)
| 30 Ton Crane Truck | Off-highway Truck | 99 | Diesel | 1 | 60 | 4 | 240 | #REF! | 500 | #REF! | 0.61343 | #REF! | #REF! | 0.056708 | 272.334 | 0.018636 | 0.0083541 | #REF! | #REF! | #REF! | #REF! | 0.073612 | #REF! | #REF! | 0.006805 | 32.6801 | 0.0022363 | 0.0010025
| 20,000 lb. Rough Terrain Fork Lift | Rough Terrain Forklift | 99 | Diesel | 2 | 60 | 6 | 720 | #REF! | 500 | #REF! | 0.55012 | #REF! | #REF! | 0.052906 | 256.571 | 0.015749 | 0.0070599 | #REF! | #REF! | #REF! | #REF! | 0.19804 | #REF! | #REF! | 0.019046 | 92.3656 | 0.0056696 | 0.0025416
| Carryall Vehicles | Off-highway Truck | 180 | Gas/Diesel | 2 | 60 | 4 | 480 | #REF! | 250 | #REF! | 0.37614 | #REF! | #REF! | 0.03685 | 166.5454 | 0.011961 | 0.0053616 | #REF! | #REF! | #REF! | #REF! | 0.090273 | #REF! | #REF! | 0.0088439 | 39.9709 | 0.0028705 | 0.0012868
| Generator | Generator Sets | 30 | Gas | 3 | 60 | 10 | 1800 | 0.74 | 50 | 0.26037 | 0.25447 | 0.022024 | 0.20066 | 0.02132 | 30.623 | 0.0070843 | 0.0031757 | 7.8111 | 0.66071 | 6.0198 | 0.23433 | 0.22902 | 0.019821 | 0.1806 | 0.019188 | 27.5607 | 0.0063759 | 0.0028582
| Architectural and Landscape |  | Upgrade
2 months
Activity | Primary Equipment Description | Offroad Equip Category | HP Estimate | Probable Fuel Type | Primary Equip Quantity | Activity Schedule Estimate (Days) | Duration of Use (Hours/ Day) | Total Hours of Utilization | Load Factor for Tier 2 | HP Used for OFFROAD | TIER 2 NOX | 2010 SCAB ROG | TIER 2 PM | TIER 2 CO | 2010 SCAB SOX | 2010 SCAB CO2 | 2010 SCAB CH4 | 2010 SCAB N2O | TIER 2 NOX | TIER 2 PM | TIER 2 CO | TIER 2 NOX | 2010 SCAB ROG | TIER 2 PM | TIER 2 CO | 2010 SCAB SOX | 2010 SCAB CO2 | 2010 SCAB CH4 | 2010 SCAB N2O
[8 empty] | 4680 |  |  | (lbs/hr) | (lbs/hr) | (lbs/hr) | (lbs/hr) | (lbs/hr) | (lbs/hr) | (lbs/hr) | (lbs/hr) | lbs/day | lbs/day | lbs/day | (tons) | (tons) | (tons) | (tons) | (tons) | (tons) | (tons) | (tons)
Civil Element | Front Loader | Tractor/loader/backhoe | 78 | Diesel | 1 | 60 | 8 | 480 | #REF! | 250 | #REF! | 0.36082 | #REF! | #REF! | 0.033004 | 171.737 | 0.010303 | 0.0046187 | #REF! | #REF! | #REF! | #REF! | 0.086596 | #REF! | #REF! | 0.0079211 | 41.2169 | 0.0024728 | 0.0011085
| 30 Ton Crane Truck | Off-highway Truck | 99 | Diesel | 1 | 60 | 8 | 480 | #REF! | 250 | #REF! | 0.37614 | #REF! | #REF! | 0.03685 | 166.5454 | 0.011961 | 0.0053616 | #REF! | #REF! | #REF! | #REF! | 0.090273 | #REF! | #REF! | 0.0088439 | 39.9709 | 0.0028705 | 0.0012868
| 20,000 lb. Rough Terrain Fork Lift | Rough Terrain Forklift | 99 | Diesel | 1 | 60 | 4 | 240 | #REF! | 250 | #REF! | 0.37172 | #REF! | #REF! | 0.037584 | 170.7965 | 0.011102 | 0.0049768 | #REF! | #REF! | #REF! | #REF! | 0.044606 | #REF! | #REF! | 0.0045101 | 20.4956 | 0.0013322 | 0.00059721
| Vibratory Compactor | Paving Equipment | 80 | Gas/Diesel | 1 | 60 | 2 | 120 | #REF! | 120 | #REF! | 0.39233 | #REF! | #REF! | 0.053802 | 54.4994 | 0.0092724 | 0.0041566 | #REF! | #REF! | #REF! | #REF! | 0.02354 | #REF! | #REF! | 0.0032281 | 3.27 | 0.00055635 | 0.0002494
| Backhoe | Tractor/loader/backhoe | 85 | Diesel | 1 | 60 | 8 | 480 | #REF! | 120 | #REF! | 0.3503 | #REF! | #REF! | 0.033665 | 51.728 | 0.0057223 | 0.0025652 | #REF! | #REF! | #REF! | #REF! | 0.084071 | #REF! | #REF! | 0.0080796 | 12.4147 | 0.0013734 | 0.00061564
| Trencher | Trencher | 75 | Diesel | 1 | 60 | 8 | 480 | #REF! | 120 | #REF! | 0.46398 | #REF! | #REF! | 0.06287 | 64.8951 | 0.010936 | 0.0049022 | #REF! | #REF! | #REF! | #REF! | 0.11136 | #REF! | #REF! | 0.015089 | 15.5748 | 0.0026246 | 0.0011765
Electrical Element | Manlifts | Aerial Lift | 75 | Diesel | 2 | 60 | 8 | 960 | #REF! | 120 | #REF! | 0.24005 | #REF! | #REF! | 0.027235 | 38.0718 | 0.0045921 | 0.0020585 | #REF! | #REF! | #REF! | #REF! | 0.11522 | #REF! | #REF! | 0.013073 | 18.2745 | 0.0022042 | 0.0009881
| Generator | Generator Sets | 30 | Gas | 3 | 60 | 8 | 1440 | 0.74 | 50 | 0.26037 | 0.25447 | 0.022024 | 0.20066 | 0.02132 | 30.623 | 0.0070843 | 0.0031757 | 6.2489 | 0.52857 | 4.8159 | 0.18747 | 0.18321 | 0.015857 | 0.14448 | 0.015351 | 22.0485 | 0.0051007 | 0.0022865
Substation and O&M Bldgs
2 months
| Primary Equipment Description | Offroad Equip Category | HP Estimate | Probable Fuel Type | Primary Equip Quantity | Activity Schedule Estimate (Days) | Duration of Use (Hours/ Day) | Total Hours of Utilization | Load Factor for Tier 2 | HP Used for OFFROAD | TIER 2 NOX | 2010 SCAB ROG | TIER 2 PM | TIER 2 CO | 2010 SCAB SOX | 2010 SCAB CO2 | 2010 SCAB CH4 | 2010 SCAB N2O | TIER 2 NOX | TIER 2 PM | TIER 2 CO | TIER 2 NOX | 2010 SCAB ROG | TIER 2 PM | TIER 2 CO
[8 empty] | 8220 |  |  | (lbs/hr) | (lbs/hr) | (lbs/hr) | (lbs/hr) | (lbs/hr) | (lbs/hr) | (lbs/hr) | (lbs/hr) | lbs/day | lbs/day | lbs/day | (tons) | (tons) | (tons) | (tons)
| Front Loader | Tractor/loader/backhoe | 78 | Diesel | 1 | 60 | 6 | 360 | #REF! | 250 | #REF! | 0.040769 | #REF! | #REF! |  |  |  |  | #REF! | #REF! | #REF! | #REF! | 0.0073385 | #REF! | #REF!
| 30 Ton Crane Truck | Off-highway Truck | 99 | Diesel | 1 | 60 | 6 | 360 | #REF! | 250 | #REF! | 0.055536 | #REF! | #REF! |  |  |  |  | #REF! | #REF! | #REF! | #REF! | 0.0099964 | #REF! | #REF!
| Track Type Dozer | Grader | 185 | Diesel | 1 | 90 | 6 | 540 | #REF! | 500 | #REF! | 0.26517 | #REF! | #REF! |  |  |  |  | #REF! | #REF! | #REF! | #REF! | 0.071595 | #REF! | #REF!
| Excavator | Excavator | 85 | Diesel | 1 | 90 | 6 | 540 | #REF! | 120 | #REF! | 0.2632 | #REF! | #REF! |  |  |  |  | #REF! | #REF! | #REF! | #REF! | 0.071065 | #REF! | #REF!
| Rollers | Roller | 100 | Diesel | 1 | 90 | 6 | 540 | #REF! | 120 | #REF! | 0.54379 | #REF! | #REF! |  |  |  |  | #REF! | #REF! | #REF! | #REF! | 0.14682 | #REF! | #REF!
| 4000 Gallon Water Truck | Off-highway Truck | 250 | Diesel | 2 | 90 | 8 | 1440 | #REF! | 250 | #REF! | 0.25454 | #REF! | #REF! |  |  |  |  | #REF! | #REF! | #REF! | #REF! | 0.18327 | #REF! | #REF!
| 20,000 lb. Rough Terrain Fork Lift | Rough Terrain Forklift | 99 | Diesel | 1 | 60 | 4 | 240 | #REF! | 250 | #REF! | 0.36444 | #REF! | #REF! |  |  |  |  | #REF! | #REF! | #REF! | #REF! | 0.043733 | #REF! | #REF!
| Vibratory Compactor | Paving Equipment | 80 | Gas/Diesel | 1 | 60 | 2 | 120 | #REF! | 120 | #REF! | 0.20414 | #REF! | #REF! |  |  |  |  | #REF! | #REF! | #REF! | #REF! | 0.012248 | #REF! | #REF!
| Backhoe | Tractor/loader/backhoe | 85 | Diesel | 1 | 60 | 8 | 480 | #REF! | 120 | #REF! | 0 | #REF! | #REF! |  |  |  |  | #REF! | #REF! | #REF! | #REF! | 0 | #REF! | #REF!
| Trencher | Trencher | 75 | Diesel | 1 | 60 | 8 | 480 | #REF! | 120 | #REF! | 0 | #REF! | #REF! |  |  |  |  | #REF! | #REF! | #REF! | #REF! | 0 | #REF! | #REF!
| Manlifts | Aerial Lift | 75 | Diesel | 2 | 60 | 8 | 960 | #REF! | 120 | #REF! | 0 | #REF! | #REF! |  |  |  |  | #REF! | #REF! | #REF! | #REF! | 0 | #REF! | #REF!
| ATV Gator Carts | Other Construction Equipment | 100 | Diesel | 1 | 90 | 8 | 720 | #REF! | 120 | #REF! | 0 | #REF! | #REF! |  |  |  |  | #REF! | #REF! | #REF! | #REF! | 0 | #REF! | #REF!
| Generator | Generator Sets | 30 | Gas | 3 | 60 | 8 | 1440 | 0.74 | 50 | 0.26037 | 0 | 0.022024 | 0.20066 |  |  |  |  | 6.2489 | 0.52857 | 4.8159 | 0.18747 | 0 | 0.015857 | 0.14448
Transmission Line Installation
12 months
| Primary Equipment Description | Offroad Equip Category | HP Estimate | Probable Fuel Type | Primary Equip Quantity | Activity Schedule Estimate (Days) | Duration of Use (Hours/ Day) | Total Hours of Utilization | Load Factor for Tier 2 | HP Used for OFFROAD | TIER 2 NOX | 2010 SCAB ROG | TIER 2 PM | TIER 2 CO | 2010 SCAB SOX | 2010 SCAB CO2 | 2010 SCAB CH4 | 2010 SCAB N2O | TIER 2 NOX | TIER 2 PM | TIER 2 CO | TIER 2 NOX | 2010 SCAB ROG | TIER 2 PM | TIER 2 CO
[8 empty] | 5116 |  |  | (lbs/hr) | (lbs/hr) | (lbs/hr) | (lbs/hr) | (lbs/hr) | (lbs/hr) | (lbs/hr) | (lbs/hr) | lbs/day | lbs/day | lbs/day | (tons) | (tons) | (tons) | (tons)
| Sleeving Rigs | Other Gen Indust Equipment | 85 | Diesel | 1 | 152 | 4 | 608 | 0.51 | 120 | 0.53519 | 0.03905 | 0.028671 | 0.3536 | 0.0018087 | 6.3955 | 0.00059844 | 0.00026827 | 2.1407 | 0.11468 | 1.4144 | 0.1627 | 0.011871 | 0.0087159 | 0.1075
| Hydralic Pump Motor | Pumps | 10 | Gas | 2 | 10 | 5 | 100 | 0.74 | 15 | 0.091358 | 0.28545 | 0.0097884 | 0.097884 | 0.025961 | 25.9581 | 0.0096622 | 0.0043313 | 0.91358 | 0.097884 | 0.97884 | 0.0045679 | 0.014272 | 0.00048942 | 0.0048942
| 580 Case Backhoe | Tractor/loader/backhoe | 120 | Diesel | 1 | 152 | 2 | 304 | 0.55 | 120 | 0.71296 | 0 | 0.032011 | 0.53836 | 0 | 0 | 0 | 0 | 1.4259 | 0.064021 | 1.0767 | 0.10837 | 0 | 0.0048656 | 0.081831
| Spacing Carts | Other Gen Indust Equipment | 10 | Diesel | 4 | 152 | 4 | 2432 | 0.51 | 15 | 0.062963 | 0.063549 | 0.006746 | 0.06746 | 0.006687 | 13.7941 | 0.001905 | 0.00085397 | 1.0074 | 0.10794 | 1.0794 | 0.076563 | 0.077276 | 0.0082032 | 0.082032
| 3 Drum Strawline Pullers | Other Gen Indust Equipment | 85 | Diesel | 1 | 152 | 4 | 608 | 0.51 | 120 | 0.53519 | 0.47451 | 0.028671 | 0.3536 | 0.042194 | 85.7745 | 0.0085687 | 0.0038411 | 2.1407 | 0.11468 | 1.4144 | 0.1627 | 0.14425 | 0.0087159 | 0.1075
| 60lk Puller | Other Gen Indust Equipment | 250 | Diesel | 1 | 152 | 3 | 456 | 0.51 | 250 | 1.3773 | 0.47451 | 0.042163 | 0.73082 | 0.042194 | 85.7745 | 0.0085687 | 0.0038411 | 4.1319 | 0.12649 | 2.1925 | 0.31403 | 0.10819 | 0.0096131 | 0.16663
| Triple Conductor Tensioner | Other Gen Indust Equipment | 250 | Diesel | 1 | 152 | 2 | 304 | 0.51 | 250 | 1.3773 | 0.47451 | 0.042163 | 0.73082 | 0.042194 | 85.7745 | 0.0085687 | 0.0038411 | 2.7546 | 0.084325 | 1.4616 | 0.20935 | 0.072126 | 0.0064087 | 0.11108
| Sag Cat w2 winches | Grader | 350 | Diesel | 1 | 152 | 2 | 304 | 0.61 | 500 | 2.2593 | 1.2491 | 0.070602 | 1.2238 | 0.11369 | 239.0976 | 0.028094 | 0.012594 | 4.5185 | 0.1412 | 2.4475 | 0.34341 | 0.18986 | 0.010731 | 0.18601
Decommissioning
6 months
| Primary Equipment Description | Offroad Equip Category | HP Estimate | Probable Fuel Type | Primary Equip Quantity | Activity Schedule Estimate (Days) | Duration of Use (Hours/ Day) | Total Hours of Utilization | Load Factor for Tier 2 | HP Used for OFFROAD | TIER 2 NOX | 2010 SCAB ROG | TIER 2 PM | TIER 2 CO | 2012 SCAB CO2 | 2012 SCAB CH4 | 2012 SCAB N2O |  | TIER 2 NOX | TIER 2 PM | TIER 2 CO | TIER 2 NOX | 2010 SCAB ROG | TIER 2 PM | TIER 2 CO | 2012 SCAB CO2 | 2010 SCAB CH4 | 2010 SCAB N2O
[8 empty] | 9720 |  |  | (lbs/hr) | (lbs/hr) | (lbs/hr) | (lbs/hr) | (lbs/hr) | (lbs/hr) | (lbs/hr) |  | lbs/day | lbs/day | lbs/day | (tons) | (tons) | (tons) | (tons) | (tons) | (tons) | (tons)
| Grader | Grader | 185 | Diesel | 1 | 180 | 6 | 1080 | #REF! | 250 | #REF! | 0 | #REF! | #REF! | 93.9005 | 0.017805 | 0.0079817 |  | #REF! | #REF! | #REF! | #REF! | 0 | #REF! | #REF! | 50.7063 | 0.0096149 | 0.0043101
| Rough-Terrain Forklifts | Rough Terrain Forklift | 99 | Diesel | 2 | 180 | 4 | 1440 | #REF! | 250 | #REF! | 1.9562 | #REF! | #REF! | 62.4498 |  |  |  | #REF! | #REF! | #REF! | #REF! | 1.4084 | #REF! | #REF! | 44.9639
| Track Type Dozer | Crawler Tractor | 185 | Diesel | 1 | 180 | 6 | 1080 | #REF! | 500 | #REF! | 0.20414 | #REF! | #REF! | 166.1315 | 0.017805 | 0.0079817 |  | #REF! | #REF! | #REF! | #REF! | 0.11023 | #REF! | #REF! | 89.711 | 0.0096149 | 0.0043101
| Excavator | Excavator | 85 | Diesel | 1 | 180 | 8 | 1440 | #REF! | 120 | #REF! | 0 | #REF! | #REF! | 108.146 | 0.0082278 | 0.0036883 |  | #REF! | #REF! | #REF! | #REF! | 0 | #REF! | #REF! | 77.8651 | 0.005924 | 0.0026556
| Rubber-Tired Loaders | Rubber Tired Loader | 78 | Diesel | 1 | 180 | 8 | 1440 | #REF! | 480 | #REF! | 0.22616 | #REF! | #REF! | 58.9135 |  |  |  | #REF! | #REF! | #REF! | #REF! | 0.16283 | #REF! | #REF! | 42.4177
| 80 Ton Rough Terrain Cranes | Off-highway Truck | 250 | Diesel | 1 | 180 | 6 | 1080 | #REF! | 250 | #REF! | 3.215 | #REF! | #REF! | 166.5454 | 0.025749 | 0.011543 |  | #REF! | #REF! | #REF! | #REF! | 1.7361 | #REF! | #REF! | 89.9345
| DumpTruck | Grader | 473 | Diesel | 1 | 180 | 4 | 720 | #REF! | 500 | #REF! | 1.9562 | #REF! | #REF! | 13.7941 |  |  |  | #REF! | #REF! | #REF! | #REF! | 0.70422 | #REF! | #REF! | 4.9659
| 4000 Gallon Water Truck | Off-highway Truck | 250 | Diesel | 1 | 180 | 8 | 1440 | #REF! | 250 | #REF! | 0.98897 | #REF! | #REF! | 16.6983 | 0.0017586 | 0.00078835 |  | #REF! | #REF! | #REF! | #REF! | 0.71206 | #REF! | #REF! | 12.0227 | 0.0012662 | 0.00056761
[19 empty] | #REF! | #REF! | #REF! | #REF! |  | #REF! | #REF!

## Offroad Tiers EF (2)
Table A-23. ARB and USEPA Off-Road Compression-Ignition (Diesel) Engine Standards (NMHC+NOx/CO/PM in g/bhp-hr). When ARB and USEPA standards differ, the standards shown here represent the more stringent of the two. | [22 empty] | TIER 2 Emission Factors | [5 empty] | TIER 3 Emission Factors | [5 empty] | Composite Emission Factors - 70% Tier 2, 30% Tier 3 |  |  | % reduction from TIER 2 to TIER 3
[23 empty] | NOx |  | CO |  | PM |  | NOx |  | CO |  | PM |  | NOx | CO | PM | NOx | CO | PM
Maximum horsepower | 1995 | 1996 | 1997 | 1998 | 1999 | 2000 | 2001 | 2002 | 2003 | 2004 | 2005 | 2006 | 2007 | 2008 | 2009 | 2010 | 2011 | 2012 | 2013 | 2014 | 2015+ | Maximum horsepower | g/bhp-hr | lb/bhp-hr | g/bhp-hr | lb/bhp-hr | g/bhp-hr | lb/bhp-hr | g/bhp-hr | lb/bhp-hr | g/bhp-hr | lb/bhp-hr | g/bhp-hr | lb/bhp-hr | lb/bhp-hr | lb/bhp-hr | lb/bhp-hr
<11 | 1995: See Table 2 footnote (a); 2000: 7.8 / 6.0 / 0.75; 2005: 5.6 / 6.0 / 0.6; 2008: 5.6 / 6.0 / 0.30a | <11 | 5.32 | 0.011728 | 6 | 0.013228 | 0.6 | 0.0013228 | 5.32 | 0.011728 | 6 | 0.013228 | 0.6 | 0.0013228 | 0.011728 | 0.013228 | 0.0013228 | 0% | 0% | 0%
11hp<25 | 2000: 7.1 / 4.9 / 0.60; 2005: 5.6 / 4.9 / 0.60; 2008: 5.6 / 4.9 / 0.30 | 11hp<25 | 5.32 | 0.011728 | 4.9 | 0.010802 | 0.6 | 0.0013228 | 5.32 | 0.011728 | 4.9 | 0.010802 | 0.6 | 0.0013228 | 0.011728 | 0.010802 | 0.0013228 | 0% | 0% | 0%
25hp<50 | 1995: -; 2000: 7.1 /4.1 / 0.60; 2004: 5.6 / 4.1 / 0.45; 2008: 5.6 / 4.1 / 0.22; 2013: 3.5 / 4.1 / 0.02 | 25hp<50 | 5.32 | 0.011728 | 4.1 | 0.0090388 | 0.45 | 0.00099206 | 5.32 | 0.011728 | 4.1 | 0.0090388 | 0.45 | 0.00099206 | 0.011728 | 0.0090388 | 0.00099206 | 0% | 0% | 0%
50hp< 75 | 2004: 5.6 / 3.7 / 0.30; 2008: 3.5 / 3.7 / 0.22c; 2013: 3.5 / 3.7 / 0.02c | 50hp< 75 | 5.32 | 0.011728 | 3.7 | 0.008157 | 0.3 | 0.00066138 | 5.32 | 0.011728 | 3.7 | 0.008157 | 0.3 | 0.00066138 | 0.011728 | 0.008157 | 0.00066138 | 0% | 0% | 0%
75hp<100 | 2000: - / 6.9 / - / - b; 2008: 3.5 / 3.7 / 0.30; 2012: 0.14 / 2.5 / 3.7 / 0.015b,d; 2015+: 0.14 / 0.30 / 3.7 / 0.015b | 75hp<100 | 5.32 | 0.011728 | 3.7 | 0.008157 | 0.3 | 0.00066138 | 3.325 | 0.0073302 | 3.7 | 0.008157 | 0.3 | 0.00066138 | 0.010409 | 0.008157 | 0.00066138 | 37.5% | 0% | 0%
100hp<175 | 2003: 4.9 / 3.7 / 0.22; 2007: 3.0 / 3.7 / 0.22 | 100hp<175 | 4.655 | 0.010262 | 3.7 | 0.008157 | 0.22 | 0.00048501 | 2.85 | 0.0062831 | 3.7 | 0.008157 | 0.22 | 0.00048501 | 0.0090686 | 0.008157 | 0.00048501 | 38.78% | 0% | 0%
175hp<300 | 2003: 4.9 / 2.6 / 0.15; 2006: 3.0 / 2.6 / 0.15e; 2011: 0.14 / 1.5 / 2.6 / 0.015b,d; 2015+: 0.14 / 0.30 / 2.2 / 0.015b | 175hp<300 | 4.655 | 0.010262 | 2.6 | 0.0057319 | 0.15 | 0.00033069 | 2.85 | 0.0062831 | 2.6 | 0.0057319 | 0.15 | 0.00033069 | 0.0090686 | 0.0057319 | 0.00033069 | 38.78% | 0% | 0%
300hp<600 | 1995: -; 1998: 1.0 / 6.9 / 8.5 / 0.40b; 2003: 4.8 / 2.6 / 0.15 | 300hp<600 | 4.56 | 0.010053 | 2.6 | 0.0057319 | 0.15 | 0.00033069 | 2.85 | 0.0062831 | 2.6 | 0.0057319 | 0.15 | 0.00033069 | 0.008922 | 0.0057319 | 0.00033069 | 37.5% | 0% | 0%
600hp750 | [21 empty] | 600hp750 | 4.56 | 0.010053 | 2.6 | 0.0057319 | 0.15 | 0.00033069 | 2.85 | 0.0062831 | 2.6 | 0.0057319 | 0.15 | 0.00033069 | 0.008922 | 0.0057319 | 0.00033069 | 37.5% | 0% | 0% | bar: 1996 to 2005; 2014 to 2015+
Mobile Machines > 750hp | 1995: -; 2000: 1.0 / 6.9 / 8.5 / 0.40b; 2006: 4.8 / 2.6 / 0.15; 2011: 0.30 / 2.6 / 2.6 / 0.07b; 2015+: 0.14 / 2.6 / 2.6 / 0.03b | Mobile Machines > 750hp | 4.56 | 0.010053 | 2.6 | 0.0057319 | 0.15 | 0.00033069 | 4.56 | 0.010053 | 2.6 | 0.0057319 | 0.15 | 0.00033069 | 0.010053 | 0.0057319 | 0.00033069 | 0% | 0% | 0%
[23 empty] | 4.56 | 0.010053 | 2.6 | 0.0057319 | 0.15 | 0.00033069 | 4.56 | 0.010053 | 2.6 | 0.0057319 | 0.15 | 0.00033069 | 0.010053 | 0.0057319 | 0.00033069 | 0% | 0% | 0%
750hp<GEN 1200hp | 2015+: 0.14 / 0.50 / 2.6 / 0.02b | 750hp<GEN 1200hp | 4.56 | 0.010053 | 2.6 | 0.0057319 | 0.15 | 0.00033069 | 4.56 | 0.010053 | 2.6 | 0.0057319 | 0.15 | 0.00033069 | 0.010053 | 0.0057319 | 0.00033069 | 0% | 0% | 0%
GEN>1200 hp | 2011: 0.30 / 0.50 / 2.6 / 0.07b | GEN>1200 hp | 4.56 | 0.010053 | 2.6 | 0.0057319 | 0.15 | 0.00033069 | 4.56 | 0.010053 | 2.6 | 0.0057319 | 0.15 | 0.00033069 | 0.010053 | 0.0057319 | 0.00033069 | 0% | 0% | 0%
a) The PM standard for hand-start, air cooled, direct injection engines below 11 hp may be delayed until 2010 and be set at 0.45 g/bhp-hr.
b) Standards given are NMHC/NOx/CO/PM in g/bhp-hr.
c) Engine families in this power category may alternately meet Tier 3 PM standards (0.30 g/bhp-hr) from 2008-2011 in exchange for introducing final PM standards in 2012.
d) The implementation schedule shown is the three-year alternate NOx approach. Other schedules are available.
e) Certain manufacturers have agreed to comply with these standards by 2005.
| 2000: : Tier 1; 2004: : Tier 2; 2008: : Tier 3; 2013: : Tier 4 Interim / Final |  |  | : Tier 2 |  |  |  | : Tier 3

## Offroad Tiers LF
Table A-24. PSR Offroad Load Factors
Used in conjunction with Tier 2-3 emission factors.
Source: mailout MSC99-32, http://www.arb.ca.gov/msei/onroad/downloads/pubs/mo9932.zip (4/2/2009)
Category | Equipment | Load
Commercial | Air Compressor | 0.48
| Generators | 0.74
| Pressure Washer | 0.3
| Pumps | 0.74
| Welders | 0.45
| Manlift | 0.46
Construction | Drill Rig | 0.75
| Concrete Saw | 0.73
| Crane | 0.43
| Crawler Tractor | 0.64
| Crushing/Proc. Equipment | 0.78
| Excavator | 0.57
| Excavator w/ Breaker | 0.57
| Excavator/Drill | 0.57
| Road Grader/Blade | 0.61
| Off-Highway Tractor | 0.65
| Dump/Haul Truck | 0.57
| Water Truck | 0.57
| Cable Dolly | 0.62
| Paver | 0.62
| Paving Equipment | 0.53
| Compactor | 0.56
| Fork Lift | 0.6
| Bulldozer | 0.59
| Backhoe - Rubber tire | 0.54
| Scraper | 0.72
| Signal Board | 0.78
| Backhoe, loader, skid steer | 0.55
| Skid Steer Loader | 0.55
| Skid Steer / Skip Loader | 0.55
| Surfacing Equipment | 0.45
Street Sweeper
| Backhoe | 0.55
| Loader | 0.55
| Trencher/Ditch Witch | 0.75

## Operational Trucks Salt Creek
Table A-25. Maximum Daily Operational Emissions, Trucks
Operational Vehicles | Vehicle Class | Peak No. of Trucks per day | Speed | VMT | CO | NOX | ROG | SOx | PM10 |  |  | PM2.5 |  |  | CO2 | CH4 | N2O | Emissions, lbs/day | [11 empty] | Total Emissions, tons
|  |  | (mph) | (mi/vehicle-day) | Running Exhaust (g/mi) | Running Exhaust (g/mi) | Running Exhaust (g/mi) | Running Exhaust (g/mi) | Running Exhaust (g/mi) | Tire Wear (g/mi) | Brake Wear (g/mi) | Running Exhaust (g/mi) | Tire Wear (g/mi) | Brake Wear (g/mi) | Running Exhaust (g/mi) | Running Exhaust (g/mi) | Running Exhaust (g/mi) | CO | NOx | VOCs | SOx | PM10 | PM2.5 | Paved Road Fugitive Dust PM10 | Paved Road Fugitive Dust PM2.5 | CO2 | CH4 | N2O | Support Days | CO | NOx | VOCs | SOx | PM10 | PM2.5 | Paved Road Fugitive Dust PM10 | Paved Road Fugitive Dust PM2.5 | CO2 | CH4 | N2O
Support/Delivery Vehicles
3/4 Ton Truck, Pick-Up | Light Duty Truck 1, Diesel | 2 | 15 | 60 | 0.27174 | 0.61008 | 0.051754 | 0.0031861 | 0.040573 | 0.008 | 0.03675 | 0.037327 | 0.002 | 0.01575 | 295.2811 | 0.016873 | 0.0075639 | 0.07189 | 0.1614 | 0.013692 | 0.00084291 | 0.022573 | 0.014571 | 0.011775 | 0.0024727 | 78.1184 | 0.0044639 | 0.0020011 | 30 | 0.0010783 | 0.002421 | 0.00020538 | 1.2644e-05 | 0.00033859 | 0.00021856 | 0.00017662 | 3.7091e-05 | 1.1718 | 6.6959e-05 | 3.0016e-05
2012 Emission Factors from EMFAC2007, average temp 60F; SCAB
Paved Road Fugitive Dust
EPA's AP-42, Section 13.2.1, November 2006
E = k(sL/2)^0.65 x (W/3)^1.5 - C
For LDT assume 2 tons/vehicle, MDT assume 13 tons/vehicle, HDT assume 20 tons/vehicle
Assume silt loading for 10,000 ADT roadways = 0.03 g/m3
Assume k = 0.016 PM10
Assume 6 miles in addition for track-out for PM10
Emission Factors
PM10, LDT | 9.8123e-05
PM10, MDT | 0.0089448
PM10, HDT | 0.017496

## Operational WorkerTrips
Table A-26. Maximum Daily Operational Emissions, Worker Trips
Construction Phase | Vehicle Class | No. of Daily Workers | Speed | VMT | CO |  | NOX |  | ROG | [5 empty] | SOx |  | PM10 |  |  |  | PM2.5 |  |  |  | CO2 |  | CH4 |  | N2O
|  | Operations | (mph) | (mi/vehicle-day) | Running Exhaust (g/mi) | Start-Up (g/vehicle-day) | Running Exhaust (g/mi) | Start-Up (g/vehicle-day) | Running Exhaust (g/mi) | Start-Up (g/vehicle-day) | Hot-Soak (g/vehicle-day) | Resting Loss (g/vehicle-day) | Running Evaporative (g/mi) | Diurnal Evaporative (g/vehicle-day) | Running Exhaust (g/mi) | Start-Up (g/vehicle-day) | Running Exhaust (g/mi) | Start-Up (g/vehicle-day) | Tire Wear (g/mi) | Brake Wear (g/mi) | Running Exhaust (g/mi) | Start-Up (g/vehicle-day) | Tire Wear (g/mi) | Brake Wear (g/mi) | Running Exhaust (g/mi) | Start-Up (g/vehicle-day) | Running Exhaust (g/mi) | Start-Up (g/vehicle-day) | Running Exhaust (g/mi) | Start-Up (g/vehicle-day)
General Construction | Light-Duty Truck, catalyst | 10 | 35 | 80 | 3.0975 | 38.1469 | 0.30128 | 2.2362 | 0.094167 | 3.0314 | 1.8763 | 0.79644 | 0.20051 | 1.0787 | 0.0040478 | 0.0058408 | 0.0043705 | 0.03404 | 0.008 | 0.03675 | 0.0039996 | 0.031111 | 0.002 | 0.01575 | 372.0084 | 488.7328 | 0.0177 | 0.024075 | 0.0326 | 0.010593
EMFAC2011 emission factors for 2014
Assume startup after 8 hours
Assume 45 minutes run time total
2009 Emission Factors from EMFAC2007, average temp 60F; South Coast Air Basin | [26 empty] | lbs/mile |  |  |  | #REF! | #REF! | #REF! | #REF! | #REF! | #REF! | #REF! | #REF! | #REF! | #REF! | #REF! | #REF! | #REF! | #REF! | #REF! | #REF! | #REF! | #REF! | #REF! | #REF!
[31 empty] | Emissions, lbs/day | [9 empty] | Total Emissions, tons
[31 empty] | CO | NOx | VOCs | SOx | PM10 | PM2.5 | Paved Road Fugitive Dust PM10 | Paved Road Fugitive Dust PM2.5 | CO2 | CH4 | CO | NOx | VOCs | SOx | PM10 | PM2.5 | Paved Road Fugitive Dust PM10 | Paved Road Fugitive Dust PM2.5 | CO2 | CH4
Paved Road Fugitive Dust | [25 empty] | KCAPCD | Segment | Length
EPA's AP-42, Section 13.2.1, November 2006 | [26 empty] | A | 13.25 |  |  | #REF! | #REF! | #REF! | #REF! | #REF! | #REF! | #REF! | #REF! | #REF! | #REF! | #REF! | #REF! | #REF! | #REF! | #REF! | #REF! | #REF! | #REF! | #REF! | #REF!
E = k(sL/2)^0.65 x (W/3)^1.5 - C | [26 empty] | B | 20.299 |  |  | #REF! | #REF! | #REF! | #REF! | #REF! | #REF! | #REF! | #REF! | #REF! | #REF! | #REF! | #REF! | #REF! | #REF! | #REF! | #REF! | #REF! | #REF! | #REF! | #REF!
For light-duty trucks assume 2 tons/vehicle | [26 empty] | C | 21.68 |  |  | #REF! | #REF! | #REF! | #REF! | #REF! | #REF! | #REF! | #REF! | #REF! | #REF! | #REF! | #REF! | #REF! | #REF! | #REF! | #REF! | #REF! | #REF! | #REF! | #REF!
Assume silt loading for 10,000 ADT roadways = 0.03 g/m3 | [26 empty] | D | 9.3047 |  |  | #REF! | #REF! | #REF! | #REF! | #REF! | #REF! | #REF! | #REF! | #REF! | #REF! | #REF! | #REF! | #REF! | #REF! | #REF! | #REF! | #REF! | #REF! | #REF! | #REF!
Assume k = 0.016 PM10 | [26 empty] | E | 5.0348 |  |  | #REF! | #REF! | #REF! | #REF! | #REF! | #REF! | #REF! | #REF! | #REF! | #REF! | #REF! | #REF! | #REF! | #REF! | #REF! | #REF! | #REF! | #REF! | #REF! | #REF!
Assume 6 miles in addition for track-out for PM10 | [26 empty] | F | 0 |  |  | #REF! | #REF! | #REF! | #REF! | #REF! | #REF! | #REF! | #REF! | #REF! | #REF! | #REF! | #REF! | #REF! | #REF! | #REF! | #REF! | #REF! | #REF! | #REF! | #REF!
Emission Factors | [26 empty] | G | 0 |  |  | #REF! | #REF! | #REF! | #REF! | #REF! | #REF! | #REF! | #REF! | #REF! | #REF! | #REF! | #REF! | #REF! | #REF! | #REF! | #REF! | #REF! | #REF! | #REF! | #REF!
PM10 | 9.8123e-05 | [25 empty] | H | 0 |  |  | #REF! | #REF! | #REF! | #REF! | #REF! | #REF! | #REF! | #REF! | #REF! | #REF! | #REF! | #REF! | #REF! | #REF! | #REF! | #REF! | #REF! | #REF! | #REF! | #REF!
[27 empty] | I | 0 |  |  | #REF! | #REF! | #REF! | #REF! | #REF! | #REF! | #REF! | #REF! | #REF! | #REF! | #REF! | #REF! | #REF! | #REF! | #REF! | #REF! | #REF! | #REF! | #REF! | #REF!
[26 empty] | AVAQMD | Segment | Length
Unpaved Road Fugitive Dust | [26 empty] | A | 0 |  |  | #REF! | #REF! | #REF! | #REF! | #REF! | #REF! | #REF! | #REF! | #REF! | #REF! | #REF! | #REF! | #REF! | #REF! | #REF! | #REF! | #REF! | #REF! | #REF! | #REF!
EPA's AP-42, Section 13.2.2 | [26 empty] | B | 6.201 |  |  | #REF! | #REF! | #REF! | #REF! | #REF! | #REF! | #REF! | #REF! | #REF! | #REF! | #REF! | #REF! | #REF! | #REF! | #REF! | #REF! | #REF! | #REF! | #REF! | #REF!
Industrial Roads | [26 empty] | C | 0 |  |  | #REF! | #REF! | #REF! | #REF! | #REF! | #REF! | #REF! | #REF! | #REF! | #REF! | #REF! | #REF! | #REF! | #REF! | #REF! | #REF! | #REF! | #REF! | #REF! | #REF!
E = k (s/12)^a x (W/3)^b | [26 empty] | D | 9.8038 |  |  | #REF! | #REF! | #REF! | #REF! | #REF! | #REF! | #REF! | #REF! | #REF! | #REF! | #REF! | #REF! | #REF! | #REF! | #REF! | #REF! | #REF! | #REF! | #REF! | #REF!
Assume 61% control efficiency for watering 3 x daily | [26 empty] | E | 7.2452 |  |  | #REF! | #REF! | #REF! | #REF! | #REF! | #REF! | #REF! | #REF! | #REF! | #REF! | #REF! | #REF! | #REF! | #REF! | #REF! | #REF! | #REF! | #REF! | #REF! | #REF!
For light-duty trucks assume 2 tons/vehicle | [26 empty] | F | 3.6 |  |  | #REF! | #REF! | #REF! | #REF! | #REF! | #REF! | #REF! | #REF! | #REF! | #REF! | #REF! | #REF! | #REF! | #REF! | #REF! | #REF! | #REF! | #REF! | #REF! | #REF!
k = 1.5 for PM10, 0.15 for PM2.5 | [26 empty] | G | 6.1984 |  |  | #REF! | #REF! | #REF! | #REF! | #REF! | #REF! | #REF! | #REF! | #REF! | #REF! | #REF! | #REF! | #REF! | #REF! | #REF! | #REF! | #REF! | #REF! | #REF! | #REF!
s = 8.5, a = 0.9, b = 0.45 | [26 empty] | H | 5.1995 |  |  | #REF! | #REF! | #REF! | #REF! | #REF! | #REF! | #REF! | #REF! | #REF! | #REF! | #REF! | #REF! | #REF! | #REF! | #REF! | #REF! | #REF! | #REF! | #REF! | #REF!
Emission Factors | [26 empty] | I | 17.7142 |  |  | #REF! | #REF! | #REF! | #REF! | #REF! | #REF! | #REF! | #REF! | #REF! | #REF! | #REF! | #REF! | #REF! | #REF! | #REF! | #REF! | #REF! | #REF! | #REF! | #REF!
PM10 | 0.35738
PM2.5 | 0.035738 | [24 empty] | SCAQMD | Segment | Length
[27 empty] | A | 0 |  |  | #REF! | #REF! | #REF! | #REF! | #REF! | #REF! | #REF! | #REF! | #REF! | #REF! | #REF! | #REF! | #REF! | #REF! | #REF! | #REF! | #REF! | #REF! | #REF! | #REF!
[27 empty] | B | 0 |  |  | #REF! | #REF! | #REF! | #REF! | #REF! | #REF! | #REF! | #REF! | #REF! | #REF! | #REF! | #REF! | #REF! | #REF! | #REF! | #REF! | #REF! | #REF! | #REF! | #REF!
[27 empty] | C | 0 |  |  | #REF! | #REF! | #REF! | #REF! | #REF! | #REF! | #REF! | #REF! | #REF! | #REF! | #REF! | #REF! | #REF! | #REF! | #REF! | #REF! | #REF! | #REF! | #REF! | #REF!
[27 empty] | D | 16.5416 |  |  | #REF! | #REF! | #REF! | #REF! | #REF! | #REF! | #REF! | #REF! | #REF! | #REF! | #REF! | #REF! | #REF! | #REF! | #REF! | #REF! | #REF! | #REF! | #REF! | #REF!
[27 empty] | E | 0 |  |  | #REF! | #REF! | #REF! | #REF! | #REF! | #REF! | #REF! | #REF! | #REF! | #REF! | #REF! | #REF! | #REF! | #REF! | #REF! | #REF! | #REF! | #REF! | #REF! | #REF!
[27 empty] | F | 0 |  |  | #REF! | #REF! | #REF! | #REF! | #REF! | #REF! | #REF! | #REF! | #REF! | #REF! | #REF! | #REF! | #REF! | #REF! | #REF! | #REF! | #REF! | #REF! | #REF! | #REF!
[27 empty] | G | 14.6016 |  |  | #REF! | #REF! | #REF! | #REF! | #REF! | #REF! | #REF! | #REF! | #REF! | #REF! | #REF! | #REF! | #REF! | #REF! | #REF! | #REF! | #REF! | #REF! | #REF! | #REF!
[27 empty] | H | 14.5705 |  |  | #REF! | #REF! | #REF! | #REF! | #REF! | #REF! | #REF! | #REF! | #REF! | #REF! | #REF! | #REF! | #REF! | #REF! | #REF! | #REF! | #REF! | #REF! | #REF! | #REF!
[27 empty] | I | 14.1458 |  |  | #REF! | #REF! | #REF! | #REF! | #REF! | #REF! | #REF! | #REF! | #REF! | #REF! | #REF! | #REF! | #REF! | #REF! | #REF! | #REF! | #REF! | #REF! | #REF! | #REF!
[26 empty] | Alternative Corridors |  |  |  |  | CO | NOx | ROG | SOx | PM10 | PM2.5 | Paved Road Fugitive Dust PM10 | Paved Road Fugitive Dust PM2.5 | CO2 | CH4 | CO | NOx | VOCs | SOx | PM10 | PM2.5 | Paved Road Fugitive Dust PM10 | Paved Road Fugitive Dust PM2.5 | CO2 | CH4
ACDJK
[26 empty] | KCAPCD |  |  |  |  | #REF! | #REF! | #REF! | #REF! | #REF! | #REF! | #REF! | #REF! | #REF! | #REF! | #REF! | #REF! | #REF! | #REF! | #REF! | #REF! | #REF! | #REF! | #REF! | #REF!
[26 empty] | AVAQMD |  |  |  |  | #REF! | #REF! | #REF! | #REF! | #REF! | #REF! | #REF! | #REF! | #REF! | #REF! | #REF! | #REF! | #REF! | #REF! | #REF! | #REF! | #REF! | #REF! | #REF! | #REF!
[26 empty] | SCAQMD |  |  |  |  | #REF! | #REF! | #REF! | #REF! | #REF! | #REF! | #REF! | #REF! | #REF! | #REF! | #REF! | #REF! | #REF! | #REF! | #REF! | #REF! | #REF! | #REF! | #REF! | #REF!
ACEGK
[26 empty] | KCAPCD |  |  |  |  | #REF! | #REF! | #REF! | #REF! | #REF! | #REF! | #REF! | #REF! | #REF! | #REF! | #REF! | #REF! | #REF! | #REF! | #REF! | #REF! | #REF! | #REF! | #REF! | #REF!
[26 empty] | AVAQMD |  |  |  |  | #REF! | #REF! | #REF! | #REF! | #REF! | #REF! | #REF! | #REF! | #REF! | #REF! | #REF! | #REF! | #REF! | #REF! | #REF! | #REF! | #REF! | #REF! | #REF! | #REF!
[26 empty] | SCAQMD |  |  |  |  | #REF! | #REF! | #REF! | #REF! | #REF! | #REF! | #REF! | #REF! | #REF! | #REF! | #REF! | #REF! | #REF! | #REF! | #REF! | #REF! | #REF! | #REF! | #REF! | #REF!
ACEFHK
[26 empty] | KCAPCD |  |  |  |  | #REF! | #REF! | #REF! | #REF! | #REF! | #REF! | #REF! | #REF! | #REF! | #REF! | #REF! | #REF! | #REF! | #REF! | #REF! | #REF! | #REF! | #REF! | #REF! | #REF!
[26 empty] | AVAQMD |  |  |  |  | #REF! | #REF! | #REF! | #REF! | #REF! | #REF! | #REF! | #REF! | #REF! | #REF! | #REF! | #REF! | #REF! | #REF! | #REF! | #REF! | #REF! | #REF! | #REF! | #REF!
[26 empty] | SCAQMD |  |  |  |  | #REF! | #REF! | #REF! | #REF! | #REF! | #REF! | #REF! | #REF! | #REF! | #REF! | #REF! | #REF! | #REF! | #REF! | #REF! | #REF! | #REF! | #REF! | #REF! | #REF!
ACEFIK
[26 empty] | KCAPCD |  |  |  |  | #REF! | #REF! | #REF! | #REF! | #REF! | #REF! | #REF! | #REF! | #REF! | #REF! | #REF! | #REF! | #REF! | #REF! | #REF! | #REF! | #REF! | #REF! | #REF! | #REF!
[26 empty] | AVAQMD |  |  |  |  | #REF! | #REF! | #REF! | #REF! | #REF! | #REF! | #REF! | #REF! | #REF! | #REF! | #REF! | #REF! | #REF! | #REF! | #REF! | #REF! | #REF! | #REF! | #REF! | #REF!
[26 empty] | SCAQMD |  |  |  |  | #REF! | #REF! | #REF! | #REF! | #REF! | #REF! | #REF! | #REF! | #REF! | #REF! | #REF! | #REF! | #REF! | #REF! | #REF! | #REF! | #REF! | #REF! | #REF! | #REF!
ABGK
[26 empty] | KCAPCD |  |  |  |  | #REF! | #REF! | #REF! | #REF! | #REF! | #REF! | #REF! | #REF! | #REF! | #REF! | #REF! | #REF! | #REF! | #REF! | #REF! | #REF! | #REF! | #REF! | #REF! | #REF!
[26 empty] | AVAQMD |  |  |  |  | #REF! | #REF! | #REF! | #REF! | #REF! | #REF! | #REF! | #REF! | #REF! | #REF! | #REF! | #REF! | #REF! | #REF! | #REF! | #REF! | #REF! | #REF! | #REF! | #REF!
[26 empty] | SCAQMD |  |  |  |  | #REF! | #REF! | #REF! | #REF! | #REF! | #REF! | #REF! | #REF! | #REF! | #REF! | #REF! | #REF! | #REF! | #REF! | #REF! | #REF! | #REF! | #REF! | #REF! | #REF!
ABFHK
[26 empty] | KCAPCD |  |  |  |  | #REF! | #REF! | #REF! | #REF! | #REF! | #REF! | #REF! | #REF! | #REF! | #REF! | #REF! | #REF! | #REF! | #REF! | #REF! | #REF! | #REF! | #REF! | #REF! | #REF!
[26 empty] | AVAQMD |  |  |  |  | #REF! | #REF! | #REF! | #REF! | #REF! | #REF! | #REF! | #REF! | #REF! | #REF! | #REF! | #REF! | #REF! | #REF! | #REF! | #REF! | #REF! | #REF! | #REF! | #REF!
[26 empty] | SCAQMD |  |  |  |  | #REF! | #REF! | #REF! | #REF! | #REF! | #REF! | #REF! | #REF! | #REF! | #REF! | #REF! | #REF! | #REF! | #REF! | #REF! | #REF! | #REF! | #REF! | #REF! | #REF!
ABFIK
[26 empty] | KCAPCD |  |  |  |  | #REF! | #REF! | #REF! | #REF! | #REF! | #REF! | #REF! | #REF! | #REF! | #REF! | #REF! | #REF! | #REF! | #REF! | #REF! | #REF! | #REF! | #REF! | #REF! | #REF!
[26 empty] | AVAQMD |  |  |  |  | #REF! | #REF! | #REF! | #REF! | #REF! | #REF! | #REF! | #REF! | #REF! | #REF! | #REF! | #REF! | #REF! | #REF! | #REF! | #REF! | #REF! | #REF! | #REF! | #REF!
[26 empty] | SCAQMD |  |  |  |  | #REF! | #REF! | #REF! | #REF! | #REF! | #REF! | #REF! | #REF! | #REF! | #REF! | #REF! | #REF! | #REF! | #REF! | #REF! | #REF! | #REF! | #REF! | #REF! | #REF!
Operations | Vehicle Class | No. of Daily Workers | Speed | VMT | Emissions, lbs/day | [11 empty] | Total Emissions, tons
|  | Operations | (mph) | (mi/vehicle-day) | CO | NOx | VOCs | SOx | PM10 | PM2.5 | Paved Road Fugitive Dust PM10 | Paved Road Fugitive Dust PM2.5 | CO2 | CH4 | N2O | Work Days | CO | NOx | VOCs | SOx | PM10 | PM2.5 | Paved Road Fugitive Dust PM10 | Paved Road Fugitive Dust PM2.5 | CO2 | CH4 | N2O
Inspection and Maintenance | Light-Duty Truck, catalyst | 10 | 35 | 40 | 3.5725 | 0.31499 | 0.237 | 0.0036984 | 0.044067 | 0.019866 | 0.045137 | 0.018506 | 338.8317 | 0.01614 | 0.028982 | 250 | 0.22328 | 0.019687 | 0.014812 | 0.00023115 | 0.0027542 | 0.0012416 | 0.002821 | 0.0011566 | 21.177 | 0.0010087 | 0.0018114

## Summary Operations
Table A-27. Maximum Daily Mitigated Operational Emissions, Summary
Maximum Daily Operational Emissions, lbs/day
Source | ROG | CO | NOx | SOx | PM10 | PM2.5
Construction Truck Trips | 0.013692 | 0.07189 | 0.1614 | 0.00084291 | 0.034347 | 0.017044
Worker Trips | 0.237 | 3.5725 | 0.31499 | 0.0036984 | 0.089204 | 0.038372
Total | 0.25069 | 3.6444 | 0.47639 | 0.0045413 | 0.12355 | 0.055415