## Equipment SCS 5-2-16
Table A-1. 5-2-16 Daily Construction Emissions, Construction Heavy Equipment Use, Salt Creek Substation
|  |  |  | Emission Factors | [11 empty] | Emissions
Equipment/Phase | FUEL | HP | Load Factor | ROG (lb/hr) | CO (lb/hr) | NOX (lb/hr) | SOX (lb/hr) | PM10 (lb/hr) | PM2.5 (lb/hr) | CO2 (lb/hr) | CH4 (lb/hr) | N2O (lb/hr) | No of Equipment | Hrs Per Day | Days in Service | ROG lbs/day | CO lbs/day | NOX lbs/day | SOX lbs/day | PM10 lbs/day | PM2.5 lbs/day | CO2 lbs/day | CH4 lbs/day | N2O lbs/day
Construction Inspection
Salt Creek Substation - General Construction
Air Compressor | DIESEL | 78 | 0.48 | 0.062433 | 0.3054 | 0.38971 | 0.00055075 | 0.024762 | 0.022038 | 46.9502 | 0.0068372 | 0.037023 | 1 | 8 | 125 | 0.49946 | 2.4432 | 3.1177 | 0.004406 | 0.1981 | 0.1763 | 375.6018 | 0.054697 | 0.29618
Mechanic Truck | DIESEL | 175 |  | 0.11792 | 0.36512 | 0.86781 | 0.0018739 | 0.029042 | 0.025847 | 166.5454 | 0.01064 | 0.082442 | 1 | 9 | 125 | 1.0613 | 3.2861 | 7.8103 | 0.016865 | 0.26138 | 0.23262 | 1498.9087 | 0.095759 | 0.74198
Generator | DIESEL | 5 | 0.74 | 0.013017 | 0.048942 | 0.043395 | 0.00015884 | 0.0048942 | 0.0043558 | 10.2077 | 0.0012796 | 0.0041225 | 1 | 3 | 125 | 0.039051 | 0.14683 | 0.13019 | 0.00047652 | 0.014683 | 0.013067 | 30.623 | 0.0038388 | 0.012368
Subtotal | [15 empty] | 1.5998 | 5.8761 | 11.0582 | 0.021748 | 0.47415 | 0.422 | 1905.1336 | 0.1543 | 1.0505
Salt Creek Substation Site Access and Grading
Bulldozer | DIESEL | 358 | 0.4 | 0.27937 | 0.82081 | 1.2776 | 0.0025998 | 0.047354 | 0.042146 | 264.8726 | 0.026451 | 0.12137 | 1 | 8 | 75 | 2.235 | 6.5665 | 10.221 | 0.020798 | 0.37884 | 0.33716 | 2118.9805 | 0.21161 | 0.97099
Road Grader/Blade | DIESEL | 162 | 0.41 | 0.12154 | 0.54179 | 0.60233 | 0.0013943 | 0.032214 | 0.028671 | 123.9215 | 0.01172 | 0.057222 | 1 | 8 | 75 | 0.97231 | 4.3343 | 4.8187 | 0.011155 | 0.25771 | 0.22937 | 991.372 | 0.093762 | 0.45777
Scraper | DIESEL | 356 | 0.48 | 0.27362 | 0.97947 | 1.5246 | 0.0031549 | 0.056508 | 0.050292 | 321.4284 | 0.02601 | 0.14484 | 1 | 8 | 44 | 2.189 | 7.8358 | 12.1967 | 0.025239 | 0.45206 | 0.40234 | 2571.4274 | 0.20808 | 1.1587
Compactor | DIESEL | 84 | 0.38 | 0.079534 | 0.26037 | 0.33225 | 0.00069197 | 0.021111 | 0.018789 | 58.9887 | 0.0077312 | 0.031564 | 1 | 8 | 75 | 0.63628 | 2.083 | 2.658 | 0.0055357 | 0.16889 | 0.15031 | 471.91 | 0.06185 | 0.25251
Backhoe, loader, skid steer | DIESEL | 37 | 0.37 | 0.032313 | 0.12374 | 0.16056 | 0.0003299 | 0.013581 | 0.012087 | 25.5192 | 0.0034138 | 0.015253 | 1 | 8 | 75 | 0.25851 | 0.98993 | 1.2845 | 0.0026392 | 0.10865 | 0.096699 | 204.1533 | 0.027311 | 0.12203
Street Sweeper | DIESEL | 88 |  | 0.07735 | 0.50169 | 0.53237 | 0.00088026 | 0.039192 | 0.034881 | 75.0401 | 0.0069792 | 0.050575 | 1 | 8 | 30 | 0.6188 | 4.0135 | 4.2589 | 0.0070421 | 0.31354 | 0.27905 | 600.3207 | 0.055834 | 0.4046
Water Truck | DIESEL | 175 |  | 0.11792 | 0.36512 | 0.86781 | 0.0018739 | 0.029042 | 0.025847 | 166.5454 | 0.01064 | 0.082442 | 2 | 8 | 75 | 1.8868 | 5.842 | 13.885 | 0.029983 | 0.46467 | 0.41355 | 2664.7266 | 0.17024 | 1.3191
Subtotal | [15 empty] | 8.7966 | 31.6649 | 49.3228 | 0.10239 | 2.1444 | 1.9085 | 9622.8905 | 0.82869 | 4.6857
Subtotal, Simultaneous Daily Emissions, Site Access and Grading plus Retaining Walls | [15 empty] | 10.3964 | 37.541 | 60.381 | 0.12414 | 2.6185 | 2.3305 | 11528.024 | 0.98298 | 5.7362

## Construction Trucks SCS 5-2-16
Table A-2. 5-2-16 Daily Construction Emissions, Construction Truck Trips, Salt Creek Substation
Vehicle | Vehicle Class | Peak No. of Trucks per day | Total No. of Trucks | Speed | VMT | CO | NOX | ROG | SOx | PM10 |  |  | PM2.5 |  |  | CO2 | CH4 | N2O | Emissions, lbs/day
|  |  |  | (mph) | (mi/vehicle-day) | Running Exhaust (g/mi) | Running Exhaust (g/mi) | Running Exhaust (g/mi) | Running Exhaust (g/mi) | Running Exhaust (g/mi) | Tire Wear (g/mi) | Brake Wear (g/mi) | Running Exhaust (g/mi) | Tire Wear (g/mi) | Brake Wear (g/mi) | Running Exhaust (g/mi) | Running Exhaust (g/mi) | Running Exhaust (g/mi) | CO | NOx | VOCs | SOx | PM10 | PM2.5 | Paved Road Fugitive Dust PM10 | Paved Road Fugitive Dust PM2.5 | CO2 | CH4 | N2O
Salt Creek Substation - General Construction
Foreman Pick-Up | Light Duty Truck 1, Diesel | 3 |  | 35 | 60 | 0.25172 | 0.4647 | 0.056776 | 0.0035024 | 0.046899 | 0.008 | 0.03675 | 0.043147 | 0.002 | 0.01575 | 243.9662 | 0.013941 | 0.0062494 | 0.099891 | 0.18441 | 0.022531 | 0.0013899 | 0.036369 | 0.024166 | 0.017662 | 0.0037091 | 96.8141 | 0.0055322 | 0.00248
Delivery Trucks | Heavy Duty Truck, Diesel | 1 |  | 35 | 80 | 1.0826 | 4.9713 | 0.26248 | 0.010712 | 0.07168 | 0.036 | 0.06174 | 0.065946 | 0.003 | 0.05586 | 1710.7261 | 0.015235 | 0.043822 | 0.19095 | 0.87679 | 0.046294 | 0.0018893 | 0.029881 | 0.022012 | 0.0078498 | 0.0016485 | 301.722 | 0.0026871 | 0.0077289
Subtotal | [18 empty] | 0.29084 | 1.0612 | 0.068824 | 0.0032791 | 0.06625 | 0.046178 | 0.025512 | 0.0053575 | 398.5361 | 0.0082193 | 0.010209
Site and Access Road Grading
Pickup Truck | Light Duty Truck 1, Diesel | 12 |  | 35 | 60 | 0.25172 | 0.4647 | 0.056776 | 0.0035024 | 0.046899 | 0.008 | 0.03675 | 0.043147 | 0.002 | 0.01575 | 243.9662 | 0.013941 | 0.0062494 | 0.39957 | 0.73764 | 0.090123 | 0.0055594 | 0.14548 | 0.096664 | 0.070649 | 0.014836 | 387.2564 | 0.022129 | 0.00992
Haul Trucks | Heavy Duty Truck, Diesel | 12 |  | 35 | 80 | 1.0826 | 4.9713 | 0.26248 | 0.010712 | 0.07168 | 0.036 | 0.06174 | 0.065946 | 0.003 | 0.05586 | 1710.7261 | 0.015235 | 0.043822 | 2.2914 | 10.5214 | 0.55553 | 0.022671 | 0.35857 | 0.26414 | 0.094198 | 0.019782 | 3620.6641 | 0.032245 | 0.092747
Subtotal | [18 empty] | 2.6909 | 11.2591 | 0.64565 | 0.02823 | 0.50405 | 0.36081 | 0.16485 | 0.034618 | 4007.9205 | 0.054374 | 0.10267
Simultaneous Construction Trucks | [18 empty] | 2.9818 | 12.3203 | 0.71447 | 0.03151 | 0.5703 | 0.40699 | 0.19036 | 0.039975 | 4406.4567 | 0.062593 | 0.11288
2012 Emission Factors from EMFAC2007, average temp 60F; SCAB
Paved Road Fugitive Dust
EPA's AP-42, Section 13.2.1, November 2006
E = k(sL/2)^0.65 x (W/3)^1.5 - C
For LDT assume 2 tons/vehicle, MDT assume 13 tons/vehicle, HDT assume 20 tons/vehicle
Assume silt loading for 10,000 ADT roadways = 0.03 g/m3
Assume k = 0.016 PM10
Assume 6 miles in addition for track-out for PM10
Emission Factors
PM10, LDT | 9.8123e-05
PM10, MDT | 0.0089448
PM10, HDT | 0.017496

## WorkerTrips SCS 5-2-16
Table A-3. 5-2-16 Daily Construction Emissions, Worker Trips, Salt Creek Substation
Construction Phase | Vehicle Class | No. of Daily Workers | Speed | VMT | CO |  | NOX |  | ROG | [5 empty] | SOx |  | PM10 |  |  |  | PM2.5 |  |  |  | CO2 |  | CH4 |  | N2O
|  | Per Construction Phase | (mph) | (mi/vehicle-day) | Running Exhaust (g/mi) | Start-Up (g/vehicle-day) | Running Exhaust (g/mi) | Start-Up (g/vehicle-day) | Running Exhaust (g/mi) | Start-Up (g/vehicle-day) | Hot-Soak (g/vehicle-day) | Resting Loss (g/vehicle-day) | Running Evaporative (g/mi) | Diurnal Evaporative (g/vehicle-day) | Running Exhaust (g/mi) | Start-Up (g/vehicle-day) | Running Exhaust (g/mi) | Start-Up (g/vehicle-day) | Tire Wear (g/mi) | Brake Wear (g/mi) | Running Exhaust (g/mi) | Start-Up (g/vehicle-day) | Tire Wear (g/mi) | Brake Wear (g/mi) | Running Exhaust (g/mi) | Start-Up (g/vehicle-day) | Running Exhaust (g/mi) | Start-Up (g/vehicle-day) | Running Exhaust (g/mi) | Start-Up (g/vehicle-day)
General Construction | Light-Duty Truck, catalyst | 3 | 35 | 80 | 2.3612 | 31.4245 | 0.22494 | 1.8137 | 0.057965 | 2.3946 | 1.622 | 0.70709 | 0.16038 | 0.71465 | 0.0040478 | 0.0058408 | 0.0032158 | 0.029199 | 0.008 | 0.03675 | 0.0029606 | 0.026884 | 0.002 | 0.01575 | 308.6379 | 448.5482 | 0.0177 | 0.022096 | 0.0326 | 0.0097223
Site and Access Road Grading | Light-Duty Truck, catalyst | 12 | 35 | 80 | 2.3612 | 31.4245 | 0.22494 | 1.8137 | 0.057965 | 2.3946 | 1.622 | 0.70709 | 0.16038 | 0.71465 | 0.0040478 | 0.0058408 | 0.0032158 | 0.029199 | 0.008 | 0.03675 | 0.0029606 | 0.026884 | 0.002 | 0.01575 | 308.6379 | 448.5482 | 0.0177 | 0.022096 | 0.0326 | 0.0097223
EMFAC2011 emission factors for 2016
Assume startup after 8 hours
Assume 45 minutes run time total
2009 Emission Factors from EMFAC2007, average temp 60F; South Coast Air Basin | [26 empty] | lbs/mile |  |  |  | #REF! | #REF! | #REF! | #REF! | #REF! | #REF! | #REF! | #REF! | #REF! | #REF! | #REF! | #REF! | #REF! | #REF! | #REF! | #REF! | #REF! | #REF! | #REF! | #REF!
[31 empty] | Emissions, lbs/day | [9 empty] | Total Emissions, tons
[31 empty] | CO | NOx | VOCs | SOx | PM10 | PM2.5 | Paved Road Fugitive Dust PM10 | Paved Road Fugitive Dust PM2.5 | CO2 | CH4 | CO | NOx | VOCs | SOx | PM10 | PM2.5 | Paved Road Fugitive Dust PM10 | Paved Road Fugitive Dust PM2.5 | CO2 | CH4
Paved Road Fugitive Dust | [25 empty] | KCAPCD | Segment | Length
EPA's AP-42, Section 13.2.1, November 2006 | [26 empty] | A | 13.25 |  |  | #REF! | #REF! | #REF! | #REF! | #REF! | #REF! | #REF! | #REF! | #REF! | #REF! | #REF! | #REF! | #REF! | #REF! | #REF! | #REF! | #REF! | #REF! | #REF! | #REF!
E = k(sL/2)^0.65 x (W/3)^1.5 - C | [26 empty] | B | 20.299 |  |  | #REF! | #REF! | #REF! | #REF! | #REF! | #REF! | #REF! | #REF! | #REF! | #REF! | #REF! | #REF! | #REF! | #REF! | #REF! | #REF! | #REF! | #REF! | #REF! | #REF!
For light-duty trucks assume 2 tons/vehicle | [26 empty] | C | 21.68 |  |  | #REF! | #REF! | #REF! | #REF! | #REF! | #REF! | #REF! | #REF! | #REF! | #REF! | #REF! | #REF! | #REF! | #REF! | #REF! | #REF! | #REF! | #REF! | #REF! | #REF!
Assume silt loading for 10,000 ADT roadways = 0.03 g/m3 | [26 empty] | D | 9.3047 |  |  | #REF! | #REF! | #REF! | #REF! | #REF! | #REF! | #REF! | #REF! | #REF! | #REF! | #REF! | #REF! | #REF! | #REF! | #REF! | #REF! | #REF! | #REF! | #REF! | #REF!
Assume k = 0.016 PM10 | [26 empty] | E | 5.0348 |  |  | #REF! | #REF! | #REF! | #REF! | #REF! | #REF! | #REF! | #REF! | #REF! | #REF! | #REF! | #REF! | #REF! | #REF! | #REF! | #REF! | #REF! | #REF! | #REF! | #REF!
Assume 6 miles in addition for track-out for PM10 | [26 empty] | F | 0 |  |  | #REF! | #REF! | #REF! | #REF! | #REF! | #REF! | #REF! | #REF! | #REF! | #REF! | #REF! | #REF! | #REF! | #REF! | #REF! | #REF! | #REF! | #REF! | #REF! | #REF!
Emission Factors | [26 empty] | G | 0 |  |  | #REF! | #REF! | #REF! | #REF! | #REF! | #REF! | #REF! | #REF! | #REF! | #REF! | #REF! | #REF! | #REF! | #REF! | #REF! | #REF! | #REF! | #REF! | #REF! | #REF!
PM10 | 9.8123e-05 | [25 empty] | H | 0 |  |  | #REF! | #REF! | #REF! | #REF! | #REF! | #REF! | #REF! | #REF! | #REF! | #REF! | #REF! | #REF! | #REF! | #REF! | #REF! | #REF! | #REF! | #REF! | #REF! | #REF!
[27 empty] | I | 0 |  |  | #REF! | #REF! | #REF! | #REF! | #REF! | #REF! | #REF! | #REF! | #REF! | #REF! | #REF! | #REF! | #REF! | #REF! | #REF! | #REF! | #REF! | #REF! | #REF! | #REF!
[26 empty] | AVAQMD | Segment | Length
Unpaved Road Fugitive Dust | [26 empty] | A | 0 |  |  | #REF! | #REF! | #REF! | #REF! | #REF! | #REF! | #REF! | #REF! | #REF! | #REF! | #REF! | #REF! | #REF! | #REF! | #REF! | #REF! | #REF! | #REF! | #REF! | #REF!
EPA's AP-42, Section 13.2.2 | [26 empty] | B | 6.201 |  |  | #REF! | #REF! | #REF! | #REF! | #REF! | #REF! | #REF! | #REF! | #REF! | #REF! | #REF! | #REF! | #REF! | #REF! | #REF! | #REF! | #REF! | #REF! | #REF! | #REF!
Industrial Roads | [26 empty] | C | 0 |  |  | #REF! | #REF! | #REF! | #REF! | #REF! | #REF! | #REF! | #REF! | #REF! | #REF! | #REF! | #REF! | #REF! | #REF! | #REF! | #REF! | #REF! | #REF! | #REF! | #REF!
E = k (s/12)^a x (W/3)^b | [26 empty] | D | 9.8038 |  |  | #REF! | #REF! | #REF! | #REF! | #REF! | #REF! | #REF! | #REF! | #REF! | #REF! | #REF! | #REF! | #REF! | #REF! | #REF! | #REF! | #REF! | #REF! | #REF! | #REF!
Assume 61% control efficiency for watering 3 x daily | [26 empty] | E | 7.2452 |  |  | #REF! | #REF! | #REF! | #REF! | #REF! | #REF! | #REF! | #REF! | #REF! | #REF! | #REF! | #REF! | #REF! | #REF! | #REF! | #REF! | #REF! | #REF! | #REF! | #REF!
For light-duty trucks assume 2 tons/vehicle | [26 empty] | F | 3.6 |  |  | #REF! | #REF! | #REF! | #REF! | #REF! | #REF! | #REF! | #REF! | #REF! | #REF! | #REF! | #REF! | #REF! | #REF! | #REF! | #REF! | #REF! | #REF! | #REF! | #REF!
k = 1.5 for PM10, 0.15 for PM2.5 | [26 empty] | G | 6.1984 |  |  | #REF! | #REF! | #REF! | #REF! | #REF! | #REF! | #REF! | #REF! | #REF! | #REF! | #REF! | #REF! | #REF! | #REF! | #REF! | #REF! | #REF! | #REF! | #REF! | #REF!
s = 8.5, a = 0.9, b = 0.45 | [26 empty] | H | 5.1995 |  |  | #REF! | #REF! | #REF! | #REF! | #REF! | #REF! | #REF! | #REF! | #REF! | #REF! | #REF! | #REF! | #REF! | #REF! | #REF! | #REF! | #REF! | #REF! | #REF! | #REF!
Emission Factors | [26 empty] | I | 17.7142 |  |  | #REF! | #REF! | #REF! | #REF! | #REF! | #REF! | #REF! | #REF! | #REF! | #REF! | #REF! | #REF! | #REF! | #REF! | #REF! | #REF! | #REF! | #REF! | #REF! | #REF!
PM10 | 0.35738
PM2.5 | 0.035738 | [24 empty] | SCAQMD | Segment | Length
[27 empty] | A | 0 |  |  | #REF! | #REF! | #REF! | #REF! | #REF! | #REF! | #REF! | #REF! | #REF! | #REF! | #REF! | #REF! | #REF! | #REF! | #REF! | #REF! | #REF! | #REF! | #REF! | #REF!
[27 empty] | B | 0 |  |  | #REF! | #REF! | #REF! | #REF! | #REF! | #REF! | #REF! | #REF! | #REF! | #REF! | #REF! | #REF! | #REF! | #REF! | #REF! | #REF! | #REF! | #REF! | #REF! | #REF!
[27 empty] | C | 0 |  |  | #REF! | #REF! | #REF! | #REF! | #REF! | #REF! | #REF! | #REF! | #REF! | #REF! | #REF! | #REF! | #REF! | #REF! | #REF! | #REF! | #REF! | #REF! | #REF! | #REF!
[27 empty] | D | 16.5416 |  |  | #REF! | #REF! | #REF! | #REF! | #REF! | #REF! | #REF! | #REF! | #REF! | #REF! | #REF! | #REF! | #REF! | #REF! | #REF! | #REF! | #REF! | #REF! | #REF! | #REF!
[27 empty] | E | 0 |  |  | #REF! | #REF! | #REF! | #REF! | #REF! | #REF! | #REF! | #REF! | #REF! | #REF! | #REF! | #REF! | #REF! | #REF! | #REF! | #REF! | #REF! | #REF! | #REF! | #REF!
[27 empty] | F | 0 |  |  | #REF! | #REF! | #REF! | #REF! | #REF! | #REF! | #REF! | #REF! | #REF! | #REF! | #REF! | #REF! | #REF! | #REF! | #REF! | #REF! | #REF! | #REF! | #REF! | #REF!
[27 empty] | G | 14.6016 |  |  | #REF! | #REF! | #REF! | #REF! | #REF! | #REF! | #REF! | #REF! | #REF! | #REF! | #REF! | #REF! | #REF! | #REF! | #REF! | #REF! | #REF! | #REF! | #REF! | #REF!
[27 empty] | H | 14.5705 |  |  | #REF! | #REF! | #REF! | #REF! | #REF! | #REF! | #REF! | #REF! | #REF! | #REF! | #REF! | #REF! | #REF! | #REF! | #REF! | #REF! | #REF! | #REF! | #REF! | #REF!
[27 empty] | I | 14.1458 |  |  | #REF! | #REF! | #REF! | #REF! | #REF! | #REF! | #REF! | #REF! | #REF! | #REF! | #REF! | #REF! | #REF! | #REF! | #REF! | #REF! | #REF! | #REF! | #REF! | #REF!
[26 empty] | Alternative Corridors |  |  |  |  | CO | NOx | ROG | SOx | PM10 | PM2.5 | Paved Road Fugitive Dust PM10 | Paved Road Fugitive Dust PM2.5 | CO2 | CH4 | CO | NOx | VOCs | SOx | PM10 | PM2.5 | Paved Road Fugitive Dust PM10 | Paved Road Fugitive Dust PM2.5 | CO2 | CH4
ACDJK
[26 empty] | KCAPCD |  |  |  |  | #REF! | #REF! | #REF! | #REF! | #REF! | #REF! | #REF! | #REF! | #REF! | #REF! | #REF! | #REF! | #REF! | #REF! | #REF! | #REF! | #REF! | #REF! | #REF! | #REF!
[26 empty] | AVAQMD |  |  |  |  | #REF! | #REF! | #REF! | #REF! | #REF! | #REF! | #REF! | #REF! | #REF! | #REF! | #REF! | #REF! | #REF! | #REF! | #REF! | #REF! | #REF! | #REF! | #REF! | #REF!
[26 empty] | SCAQMD |  |  |  |  | #REF! | #REF! | #REF! | #REF! | #REF! | #REF! | #REF! | #REF! | #REF! | #REF! | #REF! | #REF! | #REF! | #REF! | #REF! | #REF! | #REF! | #REF! | #REF! | #REF!
ACEGK
[26 empty] | KCAPCD |  |  |  |  | #REF! | #REF! | #REF! | #REF! | #REF! | #REF! | #REF! | #REF! | #REF! | #REF! | #REF! | #REF! | #REF! | #REF! | #REF! | #REF! | #REF! | #REF! | #REF! | #REF!
[26 empty] | AVAQMD |  |  |  |  | #REF! | #REF! | #REF! | #REF! | #REF! | #REF! | #REF! | #REF! | #REF! | #REF! | #REF! | #REF! | #REF! | #REF! | #REF! | #REF! | #REF! | #REF! | #REF! | #REF!
[26 empty] | SCAQMD |  |  |  |  | #REF! | #REF! | #REF! | #REF! | #REF! | #REF! | #REF! | #REF! | #REF! | #REF! | #REF! | #REF! | #REF! | #REF! | #REF! | #REF! | #REF! | #REF! | #REF! | #REF!
ACEFHK
[26 empty] | KCAPCD |  |  |  |  | #REF! | #REF! | #REF! | #REF! | #REF! | #REF! | #REF! | #REF! | #REF! | #REF! | #REF! | #REF! | #REF! | #REF! | #REF! | #REF! | #REF! | #REF! | #REF! | #REF!
[26 empty] | AVAQMD |  |  |  |  | #REF! | #REF! | #REF! | #REF! | #REF! | #REF! | #REF! | #REF! | #REF! | #REF! | #REF! | #REF! | #REF! | #REF! | #REF! | #REF! | #REF! | #REF! | #REF! | #REF!
[26 empty] | SCAQMD |  |  |  |  | #REF! | #REF! | #REF! | #REF! | #REF! | #REF! | #REF! | #REF! | #REF! | #REF! | #REF! | #REF! | #REF! | #REF! | #REF! | #REF! | #REF! | #REF! | #REF! | #REF!
ACEFIK
[26 empty] | KCAPCD |  |  |  |  | #REF! | #REF! | #REF! | #REF! | #REF! | #REF! | #REF! | #REF! | #REF! | #REF! | #REF! | #REF! | #REF! | #REF! | #REF! | #REF! | #REF! | #REF! | #REF! | #REF!
[26 empty] | AVAQMD |  |  |  |  | #REF! | #REF! | #REF! | #REF! | #REF! | #REF! | #REF! | #REF! | #REF! | #REF! | #REF! | #REF! | #REF! | #REF! | #REF! | #REF! | #REF! | #REF! | #REF! | #REF!
[26 empty] | SCAQMD |  |  |  |  | #REF! | #REF! | #REF! | #REF! | #REF! | #REF! | #REF! | #REF! | #REF! | #REF! | #REF! | #REF! | #REF! | #REF! | #REF! | #REF! | #REF! | #REF! | #REF! | #REF!
ABGK
[26 empty] | KCAPCD |  |  |  |  | #REF! | #REF! | #REF! | #REF! | #REF! | #REF! | #REF! | #REF! | #REF! | #REF! | #REF! | #REF! | #REF! | #REF! | #REF! | #REF! | #REF! | #REF! | #REF! | #REF!
[26 empty] | AVAQMD |  |  |  |  | #REF! | #REF! | #REF! | #REF! | #REF! | #REF! | #REF! | #REF! | #REF! | #REF! | #REF! | #REF! | #REF! | #REF! | #REF! | #REF! | #REF! | #REF! | #REF! | #REF!
[26 empty] | SCAQMD |  |  |  |  | #REF! | #REF! | #REF! | #REF! | #REF! | #REF! | #REF! | #REF! | #REF! | #REF! | #REF! | #REF! | #REF! | #REF! | #REF! | #REF! | #REF! | #REF! | #REF! | #REF!
ABFHK
[26 empty] | KCAPCD |  |  |  |  | #REF! | #REF! | #REF! | #REF! | #REF! | #REF! | #REF! | #REF! | #REF! | #REF! | #REF! | #REF! | #REF! | #REF! | #REF! | #REF! | #REF! | #REF! | #REF! | #REF!
[26 empty] | AVAQMD |  |  |  |  | #REF! | #REF! | #REF! | #REF! | #REF! | #REF! | #REF! | #REF! | #REF! | #REF! | #REF! | #REF! | #REF! | #REF! | #REF! | #REF! | #REF! | #REF! | #REF! | #REF!
[26 empty] | SCAQMD |  |  |  |  | #REF! | #REF! | #REF! | #REF! | #REF! | #REF! | #REF! | #REF! | #REF! | #REF! | #REF! | #REF! | #REF! | #REF! | #REF! | #REF! | #REF! | #REF! | #REF! | #REF!
ABFIK
[26 empty] | KCAPCD |  |  |  |  | #REF! | #REF! | #REF! | #REF! | #REF! | #REF! | #REF! | #REF! | #REF! | #REF! | #REF! | #REF! | #REF! | #REF! | #REF! | #REF! | #REF! | #REF! | #REF! | #REF!
[26 empty] | AVAQMD |  |  |  |  | #REF! | #REF! | #REF! | #REF! | #REF! | #REF! | #REF! | #REF! | #REF! | #REF! | #REF! | #REF! | #REF! | #REF! | #REF! | #REF! | #REF! | #REF! | #REF! | #REF!
[26 empty] | SCAQMD |  |  |  |  | #REF! | #REF! | #REF! | #REF! | #REF! | #REF! | #REF! | #REF! | #REF! | #REF! | #REF! | #REF! | #REF! | #REF! | #REF! | #REF! | #REF! | #REF! | #REF! | #REF!
Construction Phase | Vehicle Class | No. of Daily Workers | Speed | VMT | Emissions, lbs/day
|  | Per Construction Phase | (mph) | (mi/vehicle-day) | CO | NOx | VOCs | SOx | PM10 | PM2.5 | Paved Road Fugitive Dust PM10 | Paved Road Fugitive Dust PM2.5 | CO2 | CH4 | N2O
General Construction | Light-Duty Truck, catalyst | 3 | 35 | 80 | 1.4572 | 0.13101 | 0.1515 | 0.0021804 | 0.025572 | 0.011136 | 0.025316 | 0.010379 | 166.2707 | 0.0095114 | 0.017313
Site and Access Road Grading | Light-Duty Truck, catalyst | 12 | 35 | 80 | 5.8286 | 0.52405 | 0.606 | 0.0087216 | 0.10229 | 0.044544 | 0.10126 | 0.041518 | 665.0829 | 0.038046 | 0.069253
Simultaneous Worker Trips |  |  |  |  | 7.2858 | 0.65506 | 0.7575 | 0.010902 | 0.12786 | 0.05568 | 0.12658 | 0.051897 | 831.3537 | 0.047557 | 0.086567

## Equipment 69kV 415-521
Table A-4. 4-15-16 through 5-21-16 Daily Construction Emissions, Construction Heavy Equipment Use, TL6965
|  |  |  | Emission Factors | [11 empty] | Emissions
Equipment/Phase | FUEL | HP | Load Factor | ROG (lb/hr) | CO (lb/hr) | NOX (lb/hr) | SOX (lb/hr) | PM10 (lb/hr) | PM2.5 (lb/hr) | CO2 (lb/hr) | CH4 (lb/hr) | N2O (lb/hr) | No of Equipment | Hrs Per Day | Days in Service | ROG lbs/day | CO lbs/day | NOX lbs/day | SOX lbs/day | PM10 lbs/day | PM2.5 lbs/day | CO2 lbs/day | CH4 lbs/day | N2O lbs/day
Construction Inspection
Trans: Miguel-Salt Creek - Site Grading, Existing Access Roads
Bulldozer | DIESEL | 358 | 0.4 | 0.27937 | 0.82081 | 1.2776 | 0.0025998 | 0.047354 | 0.042146 | 264.8725 | 0.027714 | 0.12137 | 1 | 4 | 20 | 1.1175 | 3.2832 | 5.1105 | 0.010399 | 0.18942 | 0.16858 | 1059.4899 | 0.11085 | 0.4855
Road Grader/Blade | DIESEL | 162 | 0.41 | 0.12154 | 0.54179 | 0.60233 | 0.0013943 | 0.032214 | 0.028671 | 123.9215 | 0.012505 | 0.057222 | 1 | 3 | 66 | 0.36462 | 1.6254 | 1.807 | 0.004183 | 0.096643 | 0.086012 | 371.7645 | 0.037516 | 0.17167
Scraper | DIESEL | 356 | 0.48 | 0.27362 | 0.97947 | 1.5246 | 0.0031549 | 0.056508 | 0.050292 | 321.4284 | 0.027367 | 0.14484 | 2 | 3 | 66 | 1.6417 | 5.8768 | 9.1475 | 0.01893 | 0.33905 | 0.30175 | 1928.5706 | 0.1642 | 0.86901
Compactor | DIESEL | 84 | 0.38 | 0.079534 | 0.26037 | 0.33225 | 0.00069197 | 0.021111 | 0.018789 | 58.9887 | 0.0083101 | 0.031564 | 2 | 3 | 66 | 0.47721 | 1.5622 | 1.9935 | 0.0041518 | 0.12667 | 0.11273 | 353.9325 | 0.04986 | 0.18938
Loader | DIESEL | 87 | 0.37 | 0.077253 | 0.26257 | 0.33506 | 0.00069109 | 0.02129 | 0.018948 | 58.9135 | 0.0081364 | 0.031831 | 2 | 6 | 66 | 0.92704 | 3.1509 | 4.0208 | 0.008293 | 0.25548 | 0.22737 | 706.9621 | 0.097637 | 0.38197
Backhoe | DIESEL | 87 | 0.37 | 0.052438 | 0.26257 | 0.33506 | 0.0006068 | 0.02129 | 0.018948 | 51.728 | 0.0057223 | 0.031831 | 2 | 6 | 66 | 0.62925 | 3.1509 | 4.0208 | 0.0072816 | 0.25548 | 0.22737 | 620.7362 | 0.068668 | 0.38197
Water Truck | DIESEL | 175 |  | 0.11792 | 0.36512 | 0.86781 | 0.0018739 | 0.029042 | 0.025847 | 166.5454 | 0.01064 | 0.082442 | 3 | 2 | 66 | 0.70753 | 2.1907 | 5.2069 | 0.011244 | 0.17425 | 0.15508 | 999.2725 | 0.06384 | 0.49465
Dump/Haul Truck | DIESEL | 381 |  | 0.18553 | 0.57957 | 1.2524 | 0.002673 | 0.044828 | 0.039897 | 272.3338 | 0.01674 | 0.11898 | 2 | 6 | 66 | 2.2264 | 6.9548 | 15.0288 | 0.032077 | 0.53794 | 0.47876 | 3268.0056 | 0.20089 | 1.4277
Excavator | DIESEL | 157 | 0.38 | 0.097212 | 0.48664 | 0.54103 | 0.0022942 | 0.028936 | 0.025753 | 233.7354 | 0.014947 | 0.051398 | 1 | 4 | 20 | 0.38885 | 1.9466 | 2.1641 | 0.0091768 | 0.11574 | 0.10301 | 934.9415 | 0.059788 | 0.20559
Subtotal | [15 empty] | 8.4801 | 29.7415 | 48.4998 | 0.10573 | 2.0907 | 1.8607 | 10243.6753 | 0.85325 | 4.6075
Steel Structure Installations
Crane | DIESEL | 399 | 0.29 | 0.1325 | 0.66324 | 1.1632 | 0.0017678 | 0.038264 | 0.034055 | 180.1013 | 0.013244 | 0.11051 | 1 | 8 | 2 | 1.06 | 5.3059 | 9.3058 | 0.014142 | 0.30611 | 0.27244 | 1440.8105 | 0.10595 | 0.88405
Manlift | DIESEL | 34 | 0.31 | 0.042958 | 0.095269 | 0.12362 | 0.00025354 | 0.010456 | 0.0093062 | 19.6128 | 0.0048142 | 0.011744 | 4 | 8 | 2 | 1.3747 | 3.0486 | 3.9558 | 0.0081134 | 0.3346 | 0.2978 | 627.6085 | 0.15405 | 0.3758
Boom Truck | DIESEL | 235 |  | 0.11792 | 0.36512 | 0.86781 | 0.0018739 | 0.029042 | 0.025847 | 166.5454 | 0.01064 | 0.082442 | 2 | 8 | 2 | 1.8868 | 5.842 | 13.885 | 0.029983 | 0.46467 | 0.41355 | 2664.7266 | 0.17024 | 1.3191
Crane | DIESEL | 152 | 0.29 | 0.1325 | 0.35956 | 0.45236 | 0.0017678 | 0.021379 | 0.019027 | 180.1013 | 0.013244 | 0.042975 | 2 | 8 | 2 | 2.12 | 5.7529 | 7.2378 | 0.028284 | 0.34207 | 0.30444 | 2881.6211 | 0.2119 | 0.68759
Subtotal | [15 empty] | 6.4414 | 19.9494 | 34.3844 | 0.080522 | 1.4474 | 1.2882 | 7614.7667 | 0.64214 | 3.2665
Total | [15 empty] | 14.9215 | 49.6909 | 82.8842 | 0.18626 | 3.5381 | 3.1489 | 17858.442 | 1.4954 | 7.874

## Trucks 69kV 415-521
Table A-5. 4-15-16 to 5-21-16 Daily Construction Emissions, Construction Truck Trips, TL6965
Vehicle | Vehicle Class | Peak No. of Trucks per day | Total No. of Trucks | Speed | VMT | CO | NOX | ROG | SOx | PM10 |  |  | PM2.5 |  |  | CO2 | CH4 | N2O | Emissions, lbs/day
|  |  |  | (mph) | (mi/vehicle-day) | Running Exhaust (g/mi) | Running Exhaust (g/mi) | Running Exhaust (g/mi) | Running Exhaust (g/mi) | Running Exhaust (g/mi) | Tire Wear (g/mi) | Brake Wear (g/mi) | Running Exhaust (g/mi) | Tire Wear (g/mi) | Brake Wear (g/mi) | Running Exhaust (g/mi) | Running Exhaust (g/mi) | Running Exhaust (g/mi) | CO | NOx | VOCs | SOx | PM10 | PM2.5 | Paved Road Fugitive Dust PM10 | Paved Road Fugitive Dust PM2.5 | CO2 | CH4 | N2O
Trans: Miguel-Salt Creek - Site Grading, Existing Access Roads
Delivery Trucks | Heavy Duty Truck, Diesel | 3 |  | 35 | 80 | 1.0826 | 4.9713 | 0.26248 | 0.010712 | 0.07168 | 0.036 | 0.06174 | 0.065946 | 0.003 | 0.05586 | 1710.7261 | 0.015235 | 0.043822 | 0.57284 | 2.6304 | 0.13888 | 0.0056678 | 0.089642 | 0.066036 | 0 | 0 | 905.166 | 0.0080612 | 0.023187
Subtotal
Steel Structure Installation
Flatbed Delivery Trucks | Heavy Duty Truck, Diesel | 1 |  | 35 | 80 | 1.0826 | 4.9713 | 0.26248 | 0.010712 | 0.07168 | 0.036 | 0.06174 | 0.065946 | 0.003 | 0.05586 | 1710.7261 | 0.015235 | 0.043822 | 0.19095 | 0.87679 | 0.046294 | 0.0018893 | 0.029881 | 0.022012 | 0 | 0 | 301.722 | 0.0026871 | 0.0077289
Delivery Trucks | Heavy Duty Truck, Diesel | 1 |  | 35 | 80 | 1.0826 | 4.9713 | 0.26248 | 0.010712 | 0.07168 | 0.036 | 0.06174 | 0.065946 | 0.003 | 0.05586 | 1710.7261 | 0.015235 | 0.043822 | 0.19095 | 0.87679 | 0.046294 | 0.0018893 | 0.029881 | 0.022012 | 0 | 0 | 301.722 | 0.0026871 | 0.0077289
Foreman Pickup Truck | Light Duty Truck 1, Diesel | 2 |  | 35 | 60 | 0.25172 | 0.4647 | 0.056776 | 0.0035024 | 0.046899 | 0.008 | 0.03675 | 0.043147 | 0.002 | 0.01575 | 243.9662 | 0.013941 | 0.0062494 | 0.066594 | 0.12294 | 0.01502 | 0.00092657 | 0.024246 | 0.016111 | 0 | 0 | 64.5427 | 0.0036882 | 0.0016533
Material/Crew Truck | Light Duty Truck 1, Diesel | 2 |  | 35 | 60 | 0.25172 | 0.4647 | 0.056776 | 0.0035024 | 0.046899 | 0.008 | 0.03675 | 0.043147 | 0.002 | 0.01575 | 243.9662 | 0.013941 | 0.0062494 | 0.066594 | 0.12294 | 0.01502 | 0.00092657 | 0.024246 | 0.016111 | 0 | 0 | 64.5427 | 0.0036882 | 0.0016533
Subtotal | [18 empty] | 0.13319 | 0.24588 | 0.030041 | 0.0018531 | 0.048493 | 0.032221 | 0 | 0 | 129.0855 | 0.0073763 | 0.0033067
[19 empty] | 0.70603 | 2.8762 | 0.16892 | 0.0075209 | 0.13813 | 0.098257 | 0 | 0 | 1034.2515 | 0.015437 | 0.026493
2012 Emission Factors from EMFAC2007, average temp 60F; SCAB
Paved Road Fugitive Dust
EPA's AP-42, Section 13.2.1, November 2006
E = k(sL/2)^0.65 x (W/3)^1.5 - C
For LDT assume 2 tons/vehicle, MDT assume 13 tons/vehicle, HDT assume 20 tons/vehicle
Assume silt loading for 10,000 ADT roadways = 0.03 g/m3
Assume k = 0.016 PM10
Assume 6 miles in addition for track-out for PM10
Emission Factors
PM10, LDT | 9.8123e-05
PM10, MDT | 0.0089448
PM10, HDT | 0.017496

## WorkerTrips 69kV 415-521
Table A-6. 4-15-16 through 7-16-16 Daily Construction Emissions, Worker Trips, TL6965
Construction Phase | Vehicle Class | No. of Daily Workers | Speed | VMT | CO |  | NOX |  | ROG | [5 empty] | SOx |  | PM10 |  |  |  | PM2.5 |  |  |  | CO2 |  | CH4 |  | N2O
|  | Per Construction Phase | (mph) | (mi/vehicle-day) | Running Exhaust (g/mi) | Start-Up (g/vehicle-day) | Running Exhaust (g/mi) | Start-Up (g/vehicle-day) | Running Exhaust (g/mi) | Start-Up (g/vehicle-day) | Hot-Soak (g/vehicle-day) | Resting Loss (g/vehicle-day) | Running Evaporative (g/mi) | Diurnal Evaporative (g/vehicle-day) | Running Exhaust (g/mi) | Start-Up (g/vehicle-day) | Running Exhaust (g/mi) | Start-Up (g/vehicle-day) | Tire Wear (g/mi) | Brake Wear (g/mi) | Running Exhaust (g/mi) | Start-Up (g/vehicle-day) | Tire Wear (g/mi) | Brake Wear (g/mi) | Running Exhaust (g/mi) | Start-Up (g/vehicle-day) | Running Exhaust (g/mi) | Start-Up (g/vehicle-day) | Running Exhaust (g/mi) | Start-Up (g/vehicle-day)
Steel Structure Installations | Light-Duty Truck, catalyst | 18 | 35 | 80 | 2.3612 | 31.4245 | 0.22494 | 1.8137 | 0.057965 | 2.3946 | 1.622 | 0.70709 | 0.16038 | 0.71465 | 0.0040478 | 0.0058408 | 0.0032158 | 0.029199 | 0.008 | 0.03675 | 0.0029606 | 0.026884 | 0.002 | 0.01575 | 308.6379 | 448.5482 | 0.0177 | 0.022096 | 0.0326 | 0.0097223
Site Grading and Access Roads | Light-Duty Truck, catalyst | 19 | 35 | 80 | 2.3612 | 31.4245 | 0.22494 | 1.8137 | 0.057965 | 2.3946 | 1.622 | 0.70709 | 0.16038 | 0.71465 | 0.0040478 | 0.0058408 | 0.0032158 | 0.029199 | 0.008 | 0.03675 | 0.0029606 | 0.026884 | 0.002 | 0.01575 | 308.6379 | 448.5482 | 0.0177 | 0.022096 | 0.0326 | 0.0097223
EMFAC2011 emission factors for 2014
Assume startup after 8 hours
Assume 45 minutes run time total
2009 Emission Factors from EMFAC2007, average temp 60F; South Coast Air Basin | [26 empty] | lbs/mile |  |  |  | #REF! | #REF! | #REF! | #REF! | #REF! | #REF! | #REF! | #REF! | #REF! | #REF! | #REF! | #REF! | #REF! | #REF! | #REF! | #REF! | #REF! | #REF! | #REF! | #REF!
[31 empty] | Emissions, lbs/day | [9 empty] | Total Emissions, tons
[31 empty] | CO | NOx | VOCs | SOx | PM10 | PM2.5 | Paved Road Fugitive Dust PM10 | Paved Road Fugitive Dust PM2.5 | CO2 | CH4 | CO | NOx | VOCs | SOx | PM10 | PM2.5 | Paved Road Fugitive Dust PM10 | Paved Road Fugitive Dust PM2.5 | CO2 | CH4
Paved Road Fugitive Dust | [25 empty] | KCAPCD | Segment | Length
EPA's AP-42, Section 13.2.1, November 2006 | [26 empty] | A | 13.25 |  |  | #REF! | #REF! | #REF! | #REF! | #REF! | #REF! | #REF! | #REF! | #REF! | #REF! | #REF! | #REF! | #REF! | #REF! | #REF! | #REF! | #REF! | #REF! | #REF! | #REF!
E = k(sL/2)^0.65 x (W/3)^1.5 - C | [26 empty] | B | 20.299 |  |  | #REF! | #REF! | #REF! | #REF! | #REF! | #REF! | #REF! | #REF! | #REF! | #REF! | #REF! | #REF! | #REF! | #REF! | #REF! | #REF! | #REF! | #REF! | #REF! | #REF!
For light-duty trucks assume 2 tons/vehicle | [26 empty] | C | 21.68 |  |  | #REF! | #REF! | #REF! | #REF! | #REF! | #REF! | #REF! | #REF! | #REF! | #REF! | #REF! | #REF! | #REF! | #REF! | #REF! | #REF! | #REF! | #REF! | #REF! | #REF!
Assume silt loading for 10,000 ADT roadways = 0.03 g/m3 | [26 empty] | D | 9.3047 |  |  | #REF! | #REF! | #REF! | #REF! | #REF! | #REF! | #REF! | #REF! | #REF! | #REF! | #REF! | #REF! | #REF! | #REF! | #REF! | #REF! | #REF! | #REF! | #REF! | #REF!
Assume k = 0.016 PM10 | [26 empty] | E | 5.0348 |  |  | #REF! | #REF! | #REF! | #REF! | #REF! | #REF! | #REF! | #REF! | #REF! | #REF! | #REF! | #REF! | #REF! | #REF! | #REF! | #REF! | #REF! | #REF! | #REF! | #REF!
Assume 6 miles in addition for track-out for PM10 | [26 empty] | F | 0 |  |  | #REF! | #REF! | #REF! | #REF! | #REF! | #REF! | #REF! | #REF! | #REF! | #REF! | #REF! | #REF! | #REF! | #REF! | #REF! | #REF! | #REF! | #REF! | #REF! | #REF!
Emission Factors | [26 empty] | G | 0 |  |  | #REF! | #REF! | #REF! | #REF! | #REF! | #REF! | #REF! | #REF! | #REF! | #REF! | #REF! | #REF! | #REF! | #REF! | #REF! | #REF! | #REF! | #REF! | #REF! | #REF!
PM10 | 9.8123e-05 | [25 empty] | H | 0 |  |  | #REF! | #REF! | #REF! | #REF! | #REF! | #REF! | #REF! | #REF! | #REF! | #REF! | #REF! | #REF! | #REF! | #REF! | #REF! | #REF! | #REF! | #REF! | #REF! | #REF!
[27 empty] | I | 0 |  |  | #REF! | #REF! | #REF! | #REF! | #REF! | #REF! | #REF! | #REF! | #REF! | #REF! | #REF! | #REF! | #REF! | #REF! | #REF! | #REF! | #REF! | #REF! | #REF! | #REF!
[26 empty] | AVAQMD | Segment | Length
Unpaved Road Fugitive Dust | [26 empty] | A | 0 |  |  | #REF! | #REF! | #REF! | #REF! | #REF! | #REF! | #REF! | #REF! | #REF! | #REF! | #REF! | #REF! | #REF! | #REF! | #REF! | #REF! | #REF! | #REF! | #REF! | #REF!
EPA's AP-42, Section 13.2.2 | [26 empty] | B | 6.201 |  |  | #REF! | #REF! | #REF! | #REF! | #REF! | #REF! | #REF! | #REF! | #REF! | #REF! | #REF! | #REF! | #REF! | #REF! | #REF! | #REF! | #REF! | #REF! | #REF! | #REF!
Industrial Roads | [26 empty] | C | 0 |  |  | #REF! | #REF! | #REF! | #REF! | #REF! | #REF! | #REF! | #REF! | #REF! | #REF! | #REF! | #REF! | #REF! | #REF! | #REF! | #REF! | #REF! | #REF! | #REF! | #REF!
E = k (s/12)^a x (W/3)^b | [26 empty] | D | 9.8038 |  |  | #REF! | #REF! | #REF! | #REF! | #REF! | #REF! | #REF! | #REF! | #REF! | #REF! | #REF! | #REF! | #REF! | #REF! | #REF! | #REF! | #REF! | #REF! | #REF! | #REF!
Assume 61% control efficiency for watering 3 x daily | [26 empty] | E | 7.2452 |  |  | #REF! | #REF! | #REF! | #REF! | #REF! | #REF! | #REF! | #REF! | #REF! | #REF! | #REF! | #REF! | #REF! | #REF! | #REF! | #REF! | #REF! | #REF! | #REF! | #REF!
For light-duty trucks assume 2 tons/vehicle | [26 empty] | F | 3.6 |  |  | #REF! | #REF! | #REF! | #REF! | #REF! | #REF! | #REF! | #REF! | #REF! | #REF! | #REF! | #REF! | #REF! | #REF! | #REF! | #REF! | #REF! | #REF! | #REF! | #REF!
k = 1.5 for PM10, 0.15 for PM2.5 | [26 empty] | G | 6.1984 |  |  | #REF! | #REF! | #REF! | #REF! | #REF! | #REF! | #REF! | #REF! | #REF! | #REF! | #REF! | #REF! | #REF! | #REF! | #REF! | #REF! | #REF! | #REF! | #REF! | #REF!
s = 8.5, a = 0.9, b = 0.45 | [26 empty] | H | 5.1995 |  |  | #REF! | #REF! | #REF! | #REF! | #REF! | #REF! | #REF! | #REF! | #REF! | #REF! | #REF! | #REF! | #REF! | #REF! | #REF! | #REF! | #REF! | #REF! | #REF! | #REF!
Emission Factors | [26 empty] | I | 17.7142 |  |  | #REF! | #REF! | #REF! | #REF! | #REF! | #REF! | #REF! | #REF! | #REF! | #REF! | #REF! | #REF! | #REF! | #REF! | #REF! | #REF! | #REF! | #REF! | #REF! | #REF!
PM10 | 0.35738
PM2.5 | 0.035738 | [24 empty] | SCAQMD | Segment | Length
[27 empty] | A | 0 |  |  | #REF! | #REF! | #REF! | #REF! | #REF! | #REF! | #REF! | #REF! | #REF! | #REF! | #REF! | #REF! | #REF! | #REF! | #REF! | #REF! | #REF! | #REF! | #REF! | #REF!
[27 empty] | B | 0 |  |  | #REF! | #REF! | #REF! | #REF! | #REF! | #REF! | #REF! | #REF! | #REF! | #REF! | #REF! | #REF! | #REF! | #REF! | #REF! | #REF! | #REF! | #REF! | #REF! | #REF!
[27 empty] | C | 0 |  |  | #REF! | #REF! | #REF! | #REF! | #REF! | #REF! | #REF! | #REF! | #REF! | #REF! | #REF! | #REF! | #REF! | #REF! | #REF! | #REF! | #REF! | #REF! | #REF! | #REF!
[27 empty] | D | 16.5416 |  |  | #REF! | #REF! | #REF! | #REF! | #REF! | #REF! | #REF! | #REF! | #REF! | #REF! | #REF! | #REF! | #REF! | #REF! | #REF! | #REF! | #REF! | #REF! | #REF! | #REF!
[27 empty] | E | 0 |  |  | #REF! | #REF! | #REF! | #REF! | #REF! | #REF! | #REF! | #REF! | #REF! | #REF! | #REF! | #REF! | #REF! | #REF! | #REF! | #REF! | #REF! | #REF! | #REF! | #REF!
[27 empty] | F | 0 |  |  | #REF! | #REF! | #REF! | #REF! | #REF! | #REF! | #REF! | #REF! | #REF! | #REF! | #REF! | #REF! | #REF! | #REF! | #REF! | #REF! | #REF! | #REF! | #REF! | #REF!
[27 empty] | G | 14.6016 |  |  | #REF! | #REF! | #REF! | #REF! | #REF! | #REF! | #REF! | #REF! | #REF! | #REF! | #REF! | #REF! | #REF! | #REF! | #REF! | #REF! | #REF! | #REF! | #REF! | #REF!
[27 empty] | H | 14.5705 |  |  | #REF! | #REF! | #REF! | #REF! | #REF! | #REF! | #REF! | #REF! | #REF! | #REF! | #REF! | #REF! | #REF! | #REF! | #REF! | #REF! | #REF! | #REF! | #REF! | #REF!
[27 empty] | I | 14.1458 |  |  | #REF! | #REF! | #REF! | #REF! | #REF! | #REF! | #REF! | #REF! | #REF! | #REF! | #REF! | #REF! | #REF! | #REF! | #REF! | #REF! | #REF! | #REF! | #REF! | #REF!
[26 empty] | Alternative Corridors |  |  |  |  | CO | NOx | ROG | SOx | PM10 | PM2.5 | Paved Road Fugitive Dust PM10 | Paved Road Fugitive Dust PM2.5 | CO2 | CH4 | CO | NOx | VOCs | SOx | PM10 | PM2.5 | Paved Road Fugitive Dust PM10 | Paved Road Fugitive Dust PM2.5 | CO2 | CH4
ACDJK
[26 empty] | KCAPCD |  |  |  |  | #REF! | #REF! | #REF! | #REF! | #REF! | #REF! | #REF! | #REF! | #REF! | #REF! | #REF! | #REF! | #REF! | #REF! | #REF! | #REF! | #REF! | #REF! | #REF! | #REF!
[26 empty] | AVAQMD |  |  |  |  | #REF! | #REF! | #REF! | #REF! | #REF! | #REF! | #REF! | #REF! | #REF! | #REF! | #REF! | #REF! | #REF! | #REF! | #REF! | #REF! | #REF! | #REF! | #REF! | #REF!
[26 empty] | SCAQMD |  |  |  |  | #REF! | #REF! | #REF! | #REF! | #REF! | #REF! | #REF! | #REF! | #REF! | #REF! | #REF! | #REF! | #REF! | #REF! | #REF! | #REF! | #REF! | #REF! | #REF! | #REF!
ACEGK
[26 empty] | KCAPCD |  |  |  |  | #REF! | #REF! | #REF! | #REF! | #REF! | #REF! | #REF! | #REF! | #REF! | #REF! | #REF! | #REF! | #REF! | #REF! | #REF! | #REF! | #REF! | #REF! | #REF! | #REF!
[26 empty] | AVAQMD |  |  |  |  | #REF! | #REF! | #REF! | #REF! | #REF! | #REF! | #REF! | #REF! | #REF! | #REF! | #REF! | #REF! | #REF! | #REF! | #REF! | #REF! | #REF! | #REF! | #REF! | #REF!
[26 empty] | SCAQMD |  |  |  |  | #REF! | #REF! | #REF! | #REF! | #REF! | #REF! | #REF! | #REF! | #REF! | #REF! | #REF! | #REF! | #REF! | #REF! | #REF! | #REF! | #REF! | #REF! | #REF! | #REF!
ACEFHK
[26 empty] | KCAPCD |  |  |  |  | #REF! | #REF! | #REF! | #REF! | #REF! | #REF! | #REF! | #REF! | #REF! | #REF! | #REF! | #REF! | #REF! | #REF! | #REF! | #REF! | #REF! | #REF! | #REF! | #REF!
[26 empty] | AVAQMD |  |  |  |  | #REF! | #REF! | #REF! | #REF! | #REF! | #REF! | #REF! | #REF! | #REF! | #REF! | #REF! | #REF! | #REF! | #REF! | #REF! | #REF! | #REF! | #REF! | #REF! | #REF!
[26 empty] | SCAQMD |  |  |  |  | #REF! | #REF! | #REF! | #REF! | #REF! | #REF! | #REF! | #REF! | #REF! | #REF! | #REF! | #REF! | #REF! | #REF! | #REF! | #REF! | #REF! | #REF! | #REF! | #REF!
ACEFIK
[26 empty] | KCAPCD |  |  |  |  | #REF! | #REF! | #REF! | #REF! | #REF! | #REF! | #REF! | #REF! | #REF! | #REF! | #REF! | #REF! | #REF! | #REF! | #REF! | #REF! | #REF! | #REF! | #REF! | #REF!
[26 empty] | AVAQMD |  |  |  |  | #REF! | #REF! | #REF! | #REF! | #REF! | #REF! | #REF! | #REF! | #REF! | #REF! | #REF! | #REF! | #REF! | #REF! | #REF! | #REF! | #REF! | #REF! | #REF! | #REF!
[26 empty] | SCAQMD |  |  |  |  | #REF! | #REF! | #REF! | #REF! | #REF! | #REF! | #REF! | #REF! | #REF! | #REF! | #REF! | #REF! | #REF! | #REF! | #REF! | #REF! | #REF! | #REF! | #REF! | #REF!
ABGK
[26 empty] | KCAPCD |  |  |  |  | #REF! | #REF! | #REF! | #REF! | #REF! | #REF! | #REF! | #REF! | #REF! | #REF! | #REF! | #REF! | #REF! | #REF! | #REF! | #REF! | #REF! | #REF! | #REF! | #REF!
[26 empty] | AVAQMD |  |  |  |  | #REF! | #REF! | #REF! | #REF! | #REF! | #REF! | #REF! | #REF! | #REF! | #REF! | #REF! | #REF! | #REF! | #REF! | #REF! | #REF! | #REF! | #REF! | #REF! | #REF!
[26 empty] | SCAQMD |  |  |  |  | #REF! | #REF! | #REF! | #REF! | #REF! | #REF! | #REF! | #REF! | #REF! | #REF! | #REF! | #REF! | #REF! | #REF! | #REF! | #REF! | #REF! | #REF! | #REF! | #REF!
ABFHK
[26 empty] | KCAPCD |  |  |  |  | #REF! | #REF! | #REF! | #REF! | #REF! | #REF! | #REF! | #REF! | #REF! | #REF! | #REF! | #REF! | #REF! | #REF! | #REF! | #REF! | #REF! | #REF! | #REF! | #REF!
[26 empty] | AVAQMD |  |  |  |  | #REF! | #REF! | #REF! | #REF! | #REF! | #REF! | #REF! | #REF! | #REF! | #REF! | #REF! | #REF! | #REF! | #REF! | #REF! | #REF! | #REF! | #REF! | #REF! | #REF!
[26 empty] | SCAQMD |  |  |  |  | #REF! | #REF! | #REF! | #REF! | #REF! | #REF! | #REF! | #REF! | #REF! | #REF! | #REF! | #REF! | #REF! | #REF! | #REF! | #REF! | #REF! | #REF! | #REF! | #REF!
ABFIK
[26 empty] | KCAPCD |  |  |  |  | #REF! | #REF! | #REF! | #REF! | #REF! | #REF! | #REF! | #REF! | #REF! | #REF! | #REF! | #REF! | #REF! | #REF! | #REF! | #REF! | #REF! | #REF! | #REF! | #REF!
[26 empty] | AVAQMD |  |  |  |  | #REF! | #REF! | #REF! | #REF! | #REF! | #REF! | #REF! | #REF! | #REF! | #REF! | #REF! | #REF! | #REF! | #REF! | #REF! | #REF! | #REF! | #REF! | #REF! | #REF!
[26 empty] | SCAQMD |  |  |  |  | #REF! | #REF! | #REF! | #REF! | #REF! | #REF! | #REF! | #REF! | #REF! | #REF! | #REF! | #REF! | #REF! | #REF! | #REF! | #REF! | #REF! | #REF! | #REF! | #REF!
Construction Phase | Vehicle Class | No. of Daily Workers | Speed | VMT | Emissions, lbs/day
|  | Per Construction Phase | (mph) | (mi/vehicle-day) | CO | NOx | VOCs | SOx | PM10 | PM2.5 | Paved Road Fugitive Dust PM10 | Paved Road Fugitive Dust PM2.5 | CO2 | CH4 | N2O
Steel Structure Installations | Light-Duty Truck, catalyst | 18 | 35 | 80 | 8.7429 | 0.78607 | 0.909 | 0.013082 | 0.15343 | 0.066816 | 0.15189 | 0.062277 | 997.6244 | 0.057069 | 0.10388
Site Grading and Access Roads | Light-Duty Truck, catalyst | 19 | 35 | 80 | 9.2287 | 0.82974 | 0.9595 | 0.013809 | 0.16196 | 0.070528 | 0.16033 | 0.065737 | 1053.048 | 0.060239 | 0.10965
Total |  |  |  |  | 17.9716 | 1.6158 | 1.8685 | 0.026891 | 0.31539 | 0.13734 | 0.31223 | 0.12801 | 2050.6723 | 0.11731 | 0.21353

## Equipment 12kV Dist 5-2-16
Table A-7. 5-2-16 Daily Construction Emissions, Construction Heavy Equipment Use, 12kV Distribution
|  |  |  | Emission Factors | [11 empty] | Emissions
Equipment/Phase | FUEL | HP | Load Factor | ROG (lb/hr) | CO (lb/hr) | NOX (lb/hr) | SOX (lb/hr) | PM10 (lb/hr) | PM2.5 (lb/hr) | CO2 (lb/hr) | CH4 (lb/hr) | N2O (lb/hr) | No of Equipment | Hrs Per Day | Days in Service | ROG lbs/day | CO lbs/day | NOX lbs/day | SOX lbs/day | PM10 lbs/day | PM2.5 lbs/day | CO2 lbs/day | CH4 lbs/day | N2O lbs/day
Construction Inspection
Trans: TL6910 - Underground Trench/Conduit/Substructure
Backhoe | DIESEL | 87 | 0.37 | 0.052438 | 0.26257 | 0.33506 | 0.0006068 | 0.02129 | 0.018948 | 51.728 | 0.0057223 | 0.031831 | 3 | 6 | 15 | 0.94388 | 4.7263 | 6.0312 | 0.010922 | 0.38321 | 0.34106 | 931.1043 | 0.103 | 0.57296
Dump Trucks | DIESEL | 381 |  | 0.18553 | 0.57957 | 1.2524 | 0.002673 | 0.044828 | 0.039897 | 272.3338 | 0.01674 | 0.11898 | 1 | 6 | 15 | 1.1132 | 3.4774 | 7.5144 | 0.016038 | 0.26897 | 0.23938 | 1634.0028 | 0.10044 | 0.71387
Dump Trucks | DIESEL | 381 |  | 0.18553 | 0.57957 | 1.2524 | 0.002673 | 0.044828 | 0.039897 | 272.3338 | 0.01674 | 0.11898 | 1 | 6 | 15 | 1.1132 | 3.4774 | 7.5144 | 0.016038 | 0.26897 | 0.23938 | 1634.0028 | 0.10044 | 0.71387
Compactor | DIESEL | 84 | 0.38 | 0.079534 | 0.26037 | 0.33225 | 0.00069197 | 0.021111 | 0.018789 | 58.9887 | 0.0083101 | 0.031564 | 1 | 6 | 10 | 0.47721 | 1.5622 | 1.9935 | 0.0041518 | 0.12667 | 0.11273 | 353.9325 | 0.04986 | 0.18938
Concrete Trucks | DIESEL | 235 |  | 0.11792 | 0.36512 | 0.86781 | 0.0018739 | 0.029042 | 0.025847 | 166.5454 | 0.01064 | 0.082442 | 2 | 6 | 10 | 1.4151 | 4.3815 | 10.4138 | 0.022487 | 0.3485 | 0.31017 | 1998.545 | 0.12768 | 0.98931
Subtotal | [15 empty] | 5.0626 | 17.6248 | 33.4672 | 0.069638 | 1.3963 | 1.2427 | 6551.5874 | 0.48143 | 3.1794
Total | [15 empty] | 5.0626 | 17.6248 | 33.4672 | 0.069638 | 1.3963 | 1.2427 | 6551.5874 | 0.48143 | 3.1794

## Trucks 12kV Dist 5-2-16
Table A-8. 5-2-16 Daily Construction Emissions, Construction Truck Trips, 12kV Distribution
Vehicle | Vehicle Class | Peak No. of Trucks per day | Total No. of Trucks | Speed | VMT | CO | NOX | ROG | SOx | PM10 |  |  | PM2.5 |  |  | CO2 | CH4 | N2O | Emissions, lbs/day
|  |  |  | (mph) | (mi/vehicle-day) | Running Exhaust (g/mi) | Running Exhaust (g/mi) | Running Exhaust (g/mi) | Running Exhaust (g/mi) | Running Exhaust (g/mi) | Tire Wear (g/mi) | Brake Wear (g/mi) | Running Exhaust (g/mi) | Tire Wear (g/mi) | Brake Wear (g/mi) | Running Exhaust (g/mi) | Running Exhaust (g/mi) | Running Exhaust (g/mi) | CO | NOx | VOCs | SOx | PM10 | PM2.5 | Paved Road Fugitive Dust PM10 | Paved Road Fugitive Dust PM2.5 | CO2 | CH4 | N2O
UG Conduit
Dump/Haul Trucks | Heavy Duty Truck, Diesel | 2 |  | 35 | 80 | 1.0826 | 4.9713 | 0.26248 | 0.010712 | 0.07168 | 0.036 | 0.06174 | 0.065946 | 0.003 | 0.05586 | 1710.7261 | 0.015235 | 0.043822 | 0.38189 | 1.7536 | 0.092588 | 0.0037785 | 0.059761 | 0.044024 | 0 | 0 | 603.444 | 0.0053741 | 0.015458
Concrete Trucks | Heavy Duty Truck, Diesel | 2 |  | 35 | 80 | 1.0826 | 4.9713 | 0.26248 | 0.010712 | 0.07168 | 0.036 | 0.06174 | 0.065946 | 0.003 | 0.05586 | 1710.7261 | 0.015235 | 0.043822 | 0.38189 | 1.7536 | 0.092588 | 0.0037785 | 0.059761 | 0.044024 | 0 | 0 | 603.444 | 0.0053741 | 0.015458
Subtotal | [18 empty] | 0.76378 | 3.5071 | 0.18518 | 0.007557 | 0.11952 | 0.088048 | 0 | 0 | 1206.888 | 0.010748 | 0.030916
2012 Emission Factors from EMFAC2007, average temp 60F; SCAB
Paved Road Fugitive Dust
EPA's AP-42, Section 13.2.1, November 2006
E = k(sL/2)^0.65 x (W/3)^1.5 - C
For LDT assume 2 tons/vehicle, MDT assume 13 tons/vehicle, HDT assume 20 tons/vehicle
Assume silt loading for 10,000 ADT roadways = 0.03 g/m3
Assume k = 0.016 PM10
Assume 6 miles in addition for track-out for PM10
Emission Factors
PM10, LDT | 9.8123e-05
PM10, MDT | 0.0089448
PM10, HDT | 0.017496

## WorkerTrips 12kV Dist 5-2-16
Table A-9. 5-2-16 Daily Construction Emissions, Worker Trips, 12kV Distribution
Construction Phase | Vehicle Class | No. of Daily Workers | Speed | VMT | CO |  | NOX |  | ROG | [5 empty] | SOx |  | PM10 |  |  |  | PM2.5 |  |  |  | CO2 |  | CH4 |  | N2O
|  | Per Construction Phase | (mph) | (mi/vehicle-day) | Running Exhaust (g/mi) | Start-Up (g/vehicle-day) | Running Exhaust (g/mi) | Start-Up (g/vehicle-day) | Running Exhaust (g/mi) | Start-Up (g/vehicle-day) | Hot-Soak (g/vehicle-day) | Resting Loss (g/vehicle-day) | Running Evaporative (g/mi) | Diurnal Evaporative (g/vehicle-day) | Running Exhaust (g/mi) | Start-Up (g/vehicle-day) | Running Exhaust (g/mi) | Start-Up (g/vehicle-day) | Tire Wear (g/mi) | Brake Wear (g/mi) | Running Exhaust (g/mi) | Start-Up (g/vehicle-day) | Tire Wear (g/mi) | Brake Wear (g/mi) | Running Exhaust (g/mi) | Start-Up (g/vehicle-day) | Running Exhaust (g/mi) | Start-Up (g/vehicle-day) | Running Exhaust (g/mi) | Start-Up (g/vehicle-day)
UG Conduit | Light-Duty Truck, catalyst | 10 | 35 | 80 | 2.3612 | 31.4245 | 0.22494 | 1.8137 | 0.057965 | 2.3946 | 1.622 | 0.70709 | 0.16038 | 0.71465 | 0.0040478 | 0.0058408 | 0.0032158 | 0.029199 | 0.008 | 0.03675 | 0.0029606 | 0.026884 | 0.002 | 0.01575 | 308.6379 | 448.5482 | 0.0177 | 0.022096 | 0.0326 | 0.0097223
EMFAC2011 emission factors for 2014
Assume startup after 8 hours
Assume 45 minutes run time total | [30 empty] | #REF! | #REF! | #REF! | #REF! | #REF! | #REF! | #REF! | #REF! | #REF! | #REF! | #REF! | #REF! | #REF! | #REF! | #REF! | #REF! | #REF! | #REF! | #REF! | #REF!
2009 Emission Factors from EMFAC2007, average temp 60F; South Coast Air Basin | [26 empty] | lbs/mile
[31 empty] | Emissions, lbs/day | [9 empty] | Total Emissions, tons
[31 empty] | CO | NOx | VOCs | SOx | PM10 | PM2.5 | Paved Road Fugitive Dust PM10 | Paved Road Fugitive Dust PM2.5 | CO2 | CH4 | CO | NOx | VOCs | SOx | PM10 | PM2.5 | Paved Road Fugitive Dust PM10 | Paved Road Fugitive Dust PM2.5 | CO2 | CH4
Paved Road Fugitive Dust | [25 empty] | KCAPCD | Segment | Length |  |  | #REF! | #REF! | #REF! | #REF! | #REF! | #REF! | #REF! | #REF! | #REF! | #REF! | #REF! | #REF! | #REF! | #REF! | #REF! | #REF! | #REF! | #REF! | #REF! | #REF!
EPA's AP-42, Section 13.2.1, November 2006 | [26 empty] | A | 13.25 |  |  | #REF! | #REF! | #REF! | #REF! | #REF! | #REF! | #REF! | #REF! | #REF! | #REF! | #REF! | #REF! | #REF! | #REF! | #REF! | #REF! | #REF! | #REF! | #REF! | #REF!
E = k(sL/2)^0.65 x (W/3)^1.5 - C | [26 empty] | B | 20.299 |  |  | #REF! | #REF! | #REF! | #REF! | #REF! | #REF! | #REF! | #REF! | #REF! | #REF! | #REF! | #REF! | #REF! | #REF! | #REF! | #REF! | #REF! | #REF! | #REF! | #REF!
For light-duty trucks assume 2 tons/vehicle | [26 empty] | C | 21.68 |  |  | #REF! | #REF! | #REF! | #REF! | #REF! | #REF! | #REF! | #REF! | #REF! | #REF! | #REF! | #REF! | #REF! | #REF! | #REF! | #REF! | #REF! | #REF! | #REF! | #REF!
Assume silt loading for 10,000 ADT roadways = 0.03 g/m3 | [26 empty] | D | 9.3047 |  |  | #REF! | #REF! | #REF! | #REF! | #REF! | #REF! | #REF! | #REF! | #REF! | #REF! | #REF! | #REF! | #REF! | #REF! | #REF! | #REF! | #REF! | #REF! | #REF! | #REF!
Assume k = 0.016 PM10 | [26 empty] | E | 5.0348 |  |  | #REF! | #REF! | #REF! | #REF! | #REF! | #REF! | #REF! | #REF! | #REF! | #REF! | #REF! | #REF! | #REF! | #REF! | #REF! | #REF! | #REF! | #REF! | #REF! | #REF!
Assume 6 miles in addition for track-out for PM10 | [26 empty] | F | 0 |  |  | #REF! | #REF! | #REF! | #REF! | #REF! | #REF! | #REF! | #REF! | #REF! | #REF! | #REF! | #REF! | #REF! | #REF! | #REF! | #REF! | #REF! | #REF! | #REF! | #REF!
Emission Factors | [26 empty] | G | 0 |  |  | #REF! | #REF! | #REF! | #REF! | #REF! | #REF! | #REF! | #REF! | #REF! | #REF! | #REF! | #REF! | #REF! | #REF! | #REF! | #REF! | #REF! | #REF! | #REF! | #REF!
PM10 | 9.8123e-05 | [25 empty] | H | 0 |  |  | #REF! | #REF! | #REF! | #REF! | #REF! | #REF! | #REF! | #REF! | #REF! | #REF! | #REF! | #REF! | #REF! | #REF! | #REF! | #REF! | #REF! | #REF! | #REF! | #REF!
[27 empty] | I | 0
[26 empty] | AVAQMD | Segment | Length |  |  | #REF! | #REF! | #REF! | #REF! | #REF! | #REF! | #REF! | #REF! | #REF! | #REF! | #REF! | #REF! | #REF! | #REF! | #REF! | #REF! | #REF! | #REF! | #REF! | #REF!
Unpaved Road Fugitive Dust | [26 empty] | A | 0 |  |  | #REF! | #REF! | #REF! | #REF! | #REF! | #REF! | #REF! | #REF! | #REF! | #REF! | #REF! | #REF! | #REF! | #REF! | #REF! | #REF! | #REF! | #REF! | #REF! | #REF!
EPA's AP-42, Section 13.2.2 | [26 empty] | B | 6.201 |  |  | #REF! | #REF! | #REF! | #REF! | #REF! | #REF! | #REF! | #REF! | #REF! | #REF! | #REF! | #REF! | #REF! | #REF! | #REF! | #REF! | #REF! | #REF! | #REF! | #REF!
Industrial Roads | [26 empty] | C | 0 |  |  | #REF! | #REF! | #REF! | #REF! | #REF! | #REF! | #REF! | #REF! | #REF! | #REF! | #REF! | #REF! | #REF! | #REF! | #REF! | #REF! | #REF! | #REF! | #REF! | #REF!
E = k (s/12)^a x (W/3)^b | [26 empty] | D | 9.8038 |  |  | #REF! | #REF! | #REF! | #REF! | #REF! | #REF! | #REF! | #REF! | #REF! | #REF! | #REF! | #REF! | #REF! | #REF! | #REF! | #REF! | #REF! | #REF! | #REF! | #REF!
Assume 61% control efficiency for watering 3 x daily | [26 empty] | E | 7.2452 |  |  | #REF! | #REF! | #REF! | #REF! | #REF! | #REF! | #REF! | #REF! | #REF! | #REF! | #REF! | #REF! | #REF! | #REF! | #REF! | #REF! | #REF! | #REF! | #REF! | #REF!
For light-duty trucks assume 2 tons/vehicle | [26 empty] | F | 3.6 |  |  | #REF! | #REF! | #REF! | #REF! | #REF! | #REF! | #REF! | #REF! | #REF! | #REF! | #REF! | #REF! | #REF! | #REF! | #REF! | #REF! | #REF! | #REF! | #REF! | #REF!
k = 1.5 for PM10, 0.15 for PM2.5 | [26 empty] | G | 6.1984 |  |  | #REF! | #REF! | #REF! | #REF! | #REF! | #REF! | #REF! | #REF! | #REF! | #REF! | #REF! | #REF! | #REF! | #REF! | #REF! | #REF! | #REF! | #REF! | #REF! | #REF!
s = 8.5, a = 0.9, b = 0.45 | [26 empty] | H | 5.1995 |  |  | #REF! | #REF! | #REF! | #REF! | #REF! | #REF! | #REF! | #REF! | #REF! | #REF! | #REF! | #REF! | #REF! | #REF! | #REF! | #REF! | #REF! | #REF! | #REF! | #REF!
Emission Factors | [26 empty] | I | 17.7142
PM10 | 0.35738
PM2.5 | 0.035738 | [24 empty] | SCAQMD | Segment | Length |  |  | #REF! | #REF! | #REF! | #REF! | #REF! | #REF! | #REF! | #REF! | #REF! | #REF! | #REF! | #REF! | #REF! | #REF! | #REF! | #REF! | #REF! | #REF! | #REF! | #REF!
[27 empty] | A | 0 |  |  | #REF! | #REF! | #REF! | #REF! | #REF! | #REF! | #REF! | #REF! | #REF! | #REF! | #REF! | #REF! | #REF! | #REF! | #REF! | #REF! | #REF! | #REF! | #REF! | #REF!
[27 empty] | B | 0 |  |  | #REF! | #REF! | #REF! | #REF! | #REF! | #REF! | #REF! | #REF! | #REF! | #REF! | #REF! | #REF! | #REF! | #REF! | #REF! | #REF! | #REF! | #REF! | #REF! | #REF!
[27 empty] | C | 0 |  |  | #REF! | #REF! | #REF! | #REF! | #REF! | #REF! | #REF! | #REF! | #REF! | #REF! | #REF! | #REF! | #REF! | #REF! | #REF! | #REF! | #REF! | #REF! | #REF! | #REF!
[27 empty] | D | 16.5416 |  |  | #REF! | #REF! | #REF! | #REF! | #REF! | #REF! | #REF! | #REF! | #REF! | #REF! | #REF! | #REF! | #REF! | #REF! | #REF! | #REF! | #REF! | #REF! | #REF! | #REF!
[27 empty] | E | 0 |  |  | #REF! | #REF! | #REF! | #REF! | #REF! | #REF! | #REF! | #REF! | #REF! | #REF! | #REF! | #REF! | #REF! | #REF! | #REF! | #REF! | #REF! | #REF! | #REF! | #REF!
[27 empty] | F | 0 |  |  | #REF! | #REF! | #REF! | #REF! | #REF! | #REF! | #REF! | #REF! | #REF! | #REF! | #REF! | #REF! | #REF! | #REF! | #REF! | #REF! | #REF! | #REF! | #REF! | #REF!
[27 empty] | G | 14.6016 |  |  | #REF! | #REF! | #REF! | #REF! | #REF! | #REF! | #REF! | #REF! | #REF! | #REF! | #REF! | #REF! | #REF! | #REF! | #REF! | #REF! | #REF! | #REF! | #REF! | #REF!
[27 empty] | H | 14.5705 |  |  | #REF! | #REF! | #REF! | #REF! | #REF! | #REF! | #REF! | #REF! | #REF! | #REF! | #REF! | #REF! | #REF! | #REF! | #REF! | #REF! | #REF! | #REF! | #REF! | #REF!
[27 empty] | I | 14.1458
[31 empty] | CO | NOx | ROG | SOx | PM10 | PM2.5 | Paved Road Fugitive Dust PM10 | Paved Road Fugitive Dust PM2.5 | CO2 | CH4 | CO | NOx | VOCs | SOx | PM10 | PM2.5 | Paved Road Fugitive Dust PM10 | Paved Road Fugitive Dust PM2.5 | CO2 | CH4
Alternative Corridors
[26 empty] | ACDJK |  |  |  |  | #REF! | #REF! | #REF! | #REF! | #REF! | #REF! | #REF! | #REF! | #REF! | #REF! | #REF! | #REF! | #REF! | #REF! | #REF! | #REF! | #REF! | #REF! | #REF! | #REF!
[26 empty] | KCAPCD |  |  |  |  | #REF! | #REF! | #REF! | #REF! | #REF! | #REF! | #REF! | #REF! | #REF! | #REF! | #REF! | #REF! | #REF! | #REF! | #REF! | #REF! | #REF! | #REF! | #REF! | #REF!
[26 empty] | AVAQMD |  |  |  |  | #REF! | #REF! | #REF! | #REF! | #REF! | #REF! | #REF! | #REF! | #REF! | #REF! | #REF! | #REF! | #REF! | #REF! | #REF! | #REF! | #REF! | #REF! | #REF! | #REF!
SCAQMD
[26 empty] | ACEGK |  |  |  |  | #REF! | #REF! | #REF! | #REF! | #REF! | #REF! | #REF! | #REF! | #REF! | #REF! | #REF! | #REF! | #REF! | #REF! | #REF! | #REF! | #REF! | #REF! | #REF! | #REF!
[26 empty] | KCAPCD |  |  |  |  | #REF! | #REF! | #REF! | #REF! | #REF! | #REF! | #REF! | #REF! | #REF! | #REF! | #REF! | #REF! | #REF! | #REF! | #REF! | #REF! | #REF! | #REF! | #REF! | #REF!
[26 empty] | AVAQMD |  |  |  |  | #REF! | #REF! | #REF! | #REF! | #REF! | #REF! | #REF! | #REF! | #REF! | #REF! | #REF! | #REF! | #REF! | #REF! | #REF! | #REF! | #REF! | #REF! | #REF! | #REF!
SCAQMD
[26 empty] | ACEFHK |  |  |  |  | #REF! | #REF! | #REF! | #REF! | #REF! | #REF! | #REF! | #REF! | #REF! | #REF! | #REF! | #REF! | #REF! | #REF! | #REF! | #REF! | #REF! | #REF! | #REF! | #REF!
[26 empty] | KCAPCD |  |  |  |  | #REF! | #REF! | #REF! | #REF! | #REF! | #REF! | #REF! | #REF! | #REF! | #REF! | #REF! | #REF! | #REF! | #REF! | #REF! | #REF! | #REF! | #REF! | #REF! | #REF!
[26 empty] | AVAQMD |  |  |  |  | #REF! | #REF! | #REF! | #REF! | #REF! | #REF! | #REF! | #REF! | #REF! | #REF! | #REF! | #REF! | #REF! | #REF! | #REF! | #REF! | #REF! | #REF! | #REF! | #REF!
SCAQMD
[26 empty] | ACEFIK |  |  |  |  | #REF! | #REF! | #REF! | #REF! | #REF! | #REF! | #REF! | #REF! | #REF! | #REF! | #REF! | #REF! | #REF! | #REF! | #REF! | #REF! | #REF! | #REF! | #REF! | #REF!
[26 empty] | KCAPCD |  |  |  |  | #REF! | #REF! | #REF! | #REF! | #REF! | #REF! | #REF! | #REF! | #REF! | #REF! | #REF! | #REF! | #REF! | #REF! | #REF! | #REF! | #REF! | #REF! | #REF! | #REF!
[26 empty] | AVAQMD |  |  |  |  | #REF! | #REF! | #REF! | #REF! | #REF! | #REF! | #REF! | #REF! | #REF! | #REF! | #REF! | #REF! | #REF! | #REF! | #REF! | #REF! | #REF! | #REF! | #REF! | #REF!
SCAQMD
[26 empty] | ABGK |  |  |  |  | #REF! | #REF! | #REF! | #REF! | #REF! | #REF! | #REF! | #REF! | #REF! | #REF! | #REF! | #REF! | #REF! | #REF! | #REF! | #REF! | #REF! | #REF! | #REF! | #REF!
[26 empty] | KCAPCD |  |  |  |  | #REF! | #REF! | #REF! | #REF! | #REF! | #REF! | #REF! | #REF! | #REF! | #REF! | #REF! | #REF! | #REF! | #REF! | #REF! | #REF! | #REF! | #REF! | #REF! | #REF!
[26 empty] | AVAQMD |  |  |  |  | #REF! | #REF! | #REF! | #REF! | #REF! | #REF! | #REF! | #REF! | #REF! | #REF! | #REF! | #REF! | #REF! | #REF! | #REF! | #REF! | #REF! | #REF! | #REF! | #REF!
SCAQMD
[26 empty] | ABFHK |  |  |  |  | #REF! | #REF! | #REF! | #REF! | #REF! | #REF! | #REF! | #REF! | #REF! | #REF! | #REF! | #REF! | #REF! | #REF! | #REF! | #REF! | #REF! | #REF! | #REF! | #REF!
[26 empty] | KCAPCD |  |  |  |  | #REF! | #REF! | #REF! | #REF! | #REF! | #REF! | #REF! | #REF! | #REF! | #REF! | #REF! | #REF! | #REF! | #REF! | #REF! | #REF! | #REF! | #REF! | #REF! | #REF!
[26 empty] | AVAQMD |  |  |  |  | #REF! | #REF! | #REF! | #REF! | #REF! | #REF! | #REF! | #REF! | #REF! | #REF! | #REF! | #REF! | #REF! | #REF! | #REF! | #REF! | #REF! | #REF! | #REF! | #REF!
SCAQMD
[26 empty] | ABFIK |  |  |  |  | #REF! | #REF! | #REF! | #REF! | #REF! | #REF! | #REF! | #REF! | #REF! | #REF! | #REF! | #REF! | #REF! | #REF! | #REF! | #REF! | #REF! | #REF! | #REF! | #REF!
[26 empty] | KCAPCD |  |  |  |  | #REF! | #REF! | #REF! | #REF! | #REF! | #REF! | #REF! | #REF! | #REF! | #REF! | #REF! | #REF! | #REF! | #REF! | #REF! | #REF! | #REF! | #REF! | #REF! | #REF!
[26 empty] | AVAQMD |  |  |  |  | #REF! | #REF! | #REF! | #REF! | #REF! | #REF! | #REF! | #REF! | #REF! | #REF! | #REF! | #REF! | #REF! | #REF! | #REF! | #REF! | #REF! | #REF! | #REF! | #REF!
SCAQMD
Construction Phase | Vehicle Class | No. of Daily Workers | Speed | VMT | Emissions, lbs/day
|  | Per Construction Phase | (mph) | (mi/vehicle-day) | CO | NOx | VOCs | SOx | PM10 | PM2.5 | Paved Road Fugitive Dust PM10 | Paved Road Fugitive Dust PM2.5 | CO2 | CH4 | N2O
UG Conduit | Light-Duty Truck, catalyst | 10 | 35 | 80 | 4.8572 | 0.43671 | 0.505 | 0.007268 | 0.085241 | 0.03712 | 0.084386 | 0.034598 | 554.2358 | 0.031705 | 0.057711
Simultaneous Worker Emissions |  |  |  |  | 4.8572 | 0.43671 | 0.505 | 0.007268 | 0.085241 | 0.03712 | 0.084386 | 0.034598 | 554.2358 | 0.031705 | 0.057711

## Equipment SCS 1-30-17
Table A-10. 1-30-17 Daily Construction Emissions, Construction Heavy Equipment Use, Salt Creek Substation
|  |  |  | Emission Factors | [11 empty] | Emissions
Equipment/Phase | FUEL | HP | Load Factor | ROG (lb/hr) | CO (lb/hr) | NOX (lb/hr) | SOX (lb/hr) | PM10 (lb/hr) | PM2.5 (lb/hr) | CO2 (lb/hr) | CH4 (lb/hr) | N2O (lb/hr) | No of Equipment | Hrs Per Day | Days in Service | ROG lbs/day | CO lbs/day | NOX lbs/day | SOX lbs/day | PM10 lbs/day | PM2.5 lbs/day | CO2 lbs/day | CH4 lbs/day | N2O lbs/day
Construction Inspection
Salt Creek Substation - Substation General Construction, CMU Wall, Testing, Energization
Air Compressor | DIESEL | 78 | 0.48 | 0.062433 | 0.3054 | 0.38971 | 0.00055075 | 0.024762 | 0.022038 | 46.9502 | 0.0068372 | 0.037023 | 1 | 8 | 125 | 0.49946 | 2.4432 | 3.1177 | 0.004406 | 0.1981 | 0.1763 | 375.6018 | 0.054697 | 0.29618
Refuel Truck | DIESEL | 175 |  | 0.11792 | 0.36512 | 0.86781 | 0.0018739 | 0.029042 | 0.025847 | 166.5454 | 0.01064 | 0.082442 | 1 | 9 | 125 | 1.0613 | 3.2861 | 7.8103 | 0.016865 | 0.26138 | 0.23262 | 1498.9087 | 0.095759 | 0.74198
Generator | DIESEL | 5 | 0.74 | 0.013017 | 0.048942 | 0.043395 | 0.00015884 | 0.0048942 | 0.0043558 | 10.2077 | 0.0012796 | 0.0041225 | 1 | 3 | 125 | 0.039051 | 0.14683 | 0.13019 | 0.00047652 | 0.014683 | 0.013067 | 30.623 | 0.0038388 | 0.012368
Subtotal | [15 empty] | 1.5998 | 5.8761 | 11.0582 | 0.021748 | 0.47415 | 0.422 | 1905.1336 | 0.1543 | 1.0505
Salt Creek Substation Wiring
Wiring Truck | DIESEL | 175 |  | 0.11792 | 0.36512 | 0.86781 | 0.0018739 | 0.029042 | 0.025847 | 166.5454 | 0.01064 | 0.082442 | 1 | 2 | 280 | 0.23584 | 0.73024 | 1.7356 | 0.0037478 | 0.058083 | 0.051694 | 333.0908 | 0.02128 | 0.16488
Subtotal | [15 empty] | 0.23584 | 0.73024 | 1.7356 | 0.0037478 | 0.058083 | 0.051694 | 333.0908 | 0.02128 | 0.16488
Salt Creek Substation Above Grade Construction
Bucket Truck | DIESEL | 235 |  | 0.11792 | 0.36512 | 0.86781 | 0.0018739 | 0.029042 | 0.025847 | 166.5454 | 0.01064 | 0.082442 | 1 | 8 | 4 | 0.94338 | 2.921 | 6.9425 | 0.014991 | 0.23233 | 0.20678 | 1332.3633 | 0.085119 | 0.65954
Boom Truck | DIESEL | 235 |  | 0.11792 | 0.36512 | 0.86781 | 0.0018739 | 0.029042 | 0.025847 | 166.5454 | 0.01064 | 0.082442 | 1 | 8 | 4 | 0.94338 | 2.921 | 6.9425 | 0.014991 | 0.23233 | 0.20678 | 1332.3633 | 0.085119 | 0.65954
Skid Steer / Skip Loader | DIESEL | 37 | 0.37 | 0.037836 | 0.12374 | 0.16056 | 0.0003299 | 0.013581 | 0.012087 | 25.5192 | 0.0034138 | 0.015253 | 1 | 1 | 75 | 0.037836 | 0.12374 | 0.16056 | 0.0003299 | 0.013581 | 0.012087 | 25.5192 | 0.0034138 | 0.015253
Water Truck | DIESEL | 175 |  | 0.11792 | 0.36512 | 0.86781 | 0.0018739 | 0.029042 | 0.025847 | 166.5454 | 0.01064 | 0.082442 | 1 | 8 | 40 | 0.94338 | 2.921 | 6.9425 | 0.014991 | 0.23233 | 0.20678 | 1332.3633 | 0.085119 | 0.65954
Subtotal | [15 empty] | 2.868 | 8.8867 | 20.9881 | 0.045304 | 0.71058 | 0.63242 | 4022.6091 | 0.25877 | 1.9939
Total Equipment | [15 empty] | 4.7036 | 15.493 | 33.7819 | 0.0708 | 1.2428 | 1.1061 | 6260.8335 | 0.43435 | 3.2093

## Construction Trucks SCS 1-30-17
Table A-11. 1-30-17 Daily Construction Emissions, Construction Truck Trips, Salt Creek Substation
Vehicle | Vehicle Class | Peak No. of Trucks per day | Total No. of Trucks | Speed | VMT | CO | NOX | ROG | SOx | PM10 |  |  | PM2.5 |  |  | CO2 | CH4 | N2O | Emissions, lbs/day
|  |  |  | (mph) | (mi/vehicle-day) | Running Exhaust (g/mi) | Running Exhaust (g/mi) | Running Exhaust (g/mi) | Running Exhaust (g/mi) | Running Exhaust (g/mi) | Tire Wear (g/mi) | Brake Wear (g/mi) | Running Exhaust (g/mi) | Tire Wear (g/mi) | Brake Wear (g/mi) | Running Exhaust (g/mi) | Running Exhaust (g/mi) | Running Exhaust (g/mi) | CO | NOx | VOCs | SOx | PM10 | PM2.5 | Paved Road Fugitive Dust PM10 | Paved Road Fugitive Dust PM2.5 | CO2 | CH4 | N2O
Salt Creek Substation - Substation General Construction
Foreman Pick-Up | Light Duty Truck 1, Diesel | 3 |  | 35 | 60 | 0.25172 | 0.4647 | 0.056776 | 0.0035024 | 0.046899 | 0.008 | 0.03675 | 0.043147 | 0.002 | 0.01575 | 243.9662 | 0.013941 | 0.0062494 | 0.099891 | 0.18441 | 0.022531 | 0.0013899 | 0.036369 | 0.024166 | 0.017662 | 0.0037091 | 96.8141 | 0.0055322 | 0.00248
Subtotal | [18 empty] | 0.099891 | 0.18441 | 0.022531 | 0.0013899 | 0.036369 | 0.024166 | 0.017662 | 0.0037091 | 96.8141 | 0.0055322 | 0.00248
Substation Above Grade Construction
Pickup Truck | Light Duty Truck 1, Diesel | 3 |  | 35 | 60 | 0.25172 | 0.4647 | 0.056776 | 0.0035024 | 0.046899 | 0.008 | 0.03675 | 0.043147 | 0.002 | 0.01575 | 243.9662 | 0.013941 | 0.0062494 | 0.099891 | 0.18441 | 0.022531 | 0.0013899 | 0.036369 | 0.024166 | 0 | 0 | 96.8141 | 0.0055322 | 0.00248
Subtotal | [5 empty] | 0.25172 | 0.4647 | 0.056776 | 0.0035024 | 0.046899 | 0.008 | 0.03675 | 0.043147 | 0.002 | 0.01575 | 243.9662 | 0.013941 | 0.0062494 | 0.099891 | 0.18441 | 0.022531 | 0.0013899 | 0.036369 | 0.024166 | 0 | 0 | 96.8141 | 0.0055322 | 0.00248
Telecom
Pickup Truck | Light Duty Truck 1, Diesel | 3 |  | 35 | 60 | 0.25172 | 0.4647 | 0.056776 | 0.0035024 | 0.046899 | 0.008 | 0.03675 | 0.043147 | 0.002 | 0.01575 | 243.9662 | 0.013941 | 0.0062494 | 0.099891 | 0.18441 | 0.022531 | 0.0013899 | 0.036369 | 0.024166 | 0 | 0 | 96.8141 | 0.0055322 | 0.00248
Subtotal | [18 empty] | 0.099891 | 0.18441 | 0.022531 | 0.0013899 | 0.036369 | 0.024166 | 0 | 0 | 96.8141 | 0.0055322 | 0.00248
Simultaneous Construction Trucks | [18 empty] | 0.29967 | 0.55323 | 0.067592 | 0.0041696 | 0.10911 | 0.072498 | 0.017662 | 0.0037091 | 290.4423 | 0.016597 | 0.00744
2012 Emission Factors from EMFAC2007, average temp 60F; SCAB
Paved Road Fugitive Dust
EPA's AP-42, Section 13.2.1, November 2006
E = k(sL/2)^0.65 x (W/3)^1.5 - C
For LDT assume 2 tons/vehicle, MDT assume 13 tons/vehicle, HDT assume 20 tons/vehicle
Assume silt loading for 10,000 ADT roadways = 0.03 g/m3
Assume k = 0.016 PM10
Assume 6 miles in addition for track-out for PM10
Emission Factors
PM10, LDT | 9.8123e-05
PM10, MDT | 0.0089448
PM10, HDT | 0.017496

## WorkerTrips SCS 1-30-17
Table A-12. 1-30-17 Daily Construction Emissions, Worker Trips, Salt Creek Substation
Construction Phase | Vehicle Class | No. of Daily Workers | Speed | VMT | CO |  | NOX |  | ROG | [5 empty] | SOx |  | PM10 |  |  |  | PM2.5 |  |  |  | CO2 |  | CH4 |  | N2O
|  | Per Construction Phase | (mph) | (mi/vehicle-day) | Running Exhaust (g/mi) | Start-Up (g/vehicle-day) | Running Exhaust (g/mi) | Start-Up (g/vehicle-day) | Running Exhaust (g/mi) | Start-Up (g/vehicle-day) | Hot-Soak (g/vehicle-day) | Resting Loss (g/vehicle-day) | Running Evaporative (g/mi) | Diurnal Evaporative (g/vehicle-day) | Running Exhaust (g/mi) | Start-Up (g/vehicle-day) | Running Exhaust (g/mi) | Start-Up (g/vehicle-day) | Tire Wear (g/mi) | Brake Wear (g/mi) | Running Exhaust (g/mi) | Start-Up (g/vehicle-day) | Tire Wear (g/mi) | Brake Wear (g/mi) | Running Exhaust (g/mi) | Start-Up (g/vehicle-day) | Running Exhaust (g/mi) | Start-Up (g/vehicle-day) | Running Exhaust (g/mi) | Start-Up (g/vehicle-day)
Substation General Construction | Light-Duty Truck, catalyst | 3 | 35 | 80 | 2.3612 | 31.4245 | 0.22494 | 1.8137 | 0.057965 | 2.3946 | 1.622 | 0.70709 | 0.16038 | 0.71465 | 0.0040478 | 0.0058408 | 0.0032158 | 0.029199 | 0.008 | 0.03675 | 0.0029606 | 0.026884 | 0.002 | 0.01575 | 308.6379 | 448.5482 | 0.0177 | 0.022096 | 0.0326 | 0.0097223
Substation Wiring | Light-Duty Truck, catalyst | 2 | 35 | 80 | 2.3612 | 31.4245 | 0.22494 | 1.8137 | 0.057965 | 2.3946 | 1.622 | 0.70709 | 0.16038 | 0.71465 | 0.0040478 | 0.0058408 | 0.0032158 | 0.029199 | 0.008 | 0.03675 | 0.0029606 | 0.026884 | 0.002 | 0.01575 | 308.6379 | 448.5482 | 0.0177 | 0.022096 | 0.0326 | 0.0097223
Substation Above Grade Construction | Light-Duty Truck, catalyst | 11 | 35 | 80 | 2.3612 | 31.4245 | 0.22494 | 1.8137 | 0.057965 | 2.3946 | 1.622 | 0.70709 | 0.16038 | 0.71465 | 0.0040478 | 0.0058408 | 0.0032158 | 0.029199 | 0.008 | 0.03675 | 0.0029606 | 0.026884 | 0.002 | 0.01575 | 308.6379 | 448.5482 | 0.0177 | 0.022096 | 0.0326 | 0.0097223
Telecom | Light-Duty Truck, catalyst | 2 | 35 | 80 | 2.3612 | 31.4245 | 0.22494 | 1.8137 | 0.057965 | 2.3946 | 1.622 | 0.70709 | 0.16038 | 0.71465 | 0.0040478 | 0.0058408 | 0.0032158 | 0.029199 | 0.008 | 0.03675 | 0.0029606 | 0.026884 | 0.002 | 0.01575 | 308.6379 | 448.5482 | 0.0177 | 0.022096 | 0.0326 | 0.0097223
EMFAC2011 emission factors for 2016
Assume startup after 8 hours
Assume 45 minutes run time total | [30 empty] | #REF! | #REF! | #REF! | #REF! | #REF! | #REF! | #REF! | #REF! | #REF! | #REF! | #REF! | #REF! | #REF! | #REF! | #REF! | #REF! | #REF! | #REF! | #REF! | #REF!
2009 Emission Factors from EMFAC2007, average temp 60F; South Coast Air Basin | [26 empty] | lbs/mile
[31 empty] | Emissions, lbs/day | [9 empty] | Total Emissions, tons
[31 empty] | CO | NOx | VOCs | SOx | PM10 | PM2.5 | Paved Road Fugitive Dust PM10 | Paved Road Fugitive Dust PM2.5 | CO2 | CH4 | CO | NOx | VOCs | SOx | PM10 | PM2.5 | Paved Road Fugitive Dust PM10 | Paved Road Fugitive Dust PM2.5 | CO2 | CH4
Paved Road Fugitive Dust | [25 empty] | KCAPCD | Segment | Length |  |  | #REF! | #REF! | #REF! | #REF! | #REF! | #REF! | #REF! | #REF! | #REF! | #REF! | #REF! | #REF! | #REF! | #REF! | #REF! | #REF! | #REF! | #REF! | #REF! | #REF!
EPA's AP-42, Section 13.2.1, November 2006 | [26 empty] | A | 13.25 |  |  | #REF! | #REF! | #REF! | #REF! | #REF! | #REF! | #REF! | #REF! | #REF! | #REF! | #REF! | #REF! | #REF! | #REF! | #REF! | #REF! | #REF! | #REF! | #REF! | #REF!
E = k(sL/2)^0.65 x (W/3)^1.5 - C | [26 empty] | B | 20.299 |  |  | #REF! | #REF! | #REF! | #REF! | #REF! | #REF! | #REF! | #REF! | #REF! | #REF! | #REF! | #REF! | #REF! | #REF! | #REF! | #REF! | #REF! | #REF! | #REF! | #REF!
For light-duty trucks assume 2 tons/vehicle | [26 empty] | C | 21.68 |  |  | #REF! | #REF! | #REF! | #REF! | #REF! | #REF! | #REF! | #REF! | #REF! | #REF! | #REF! | #REF! | #REF! | #REF! | #REF! | #REF! | #REF! | #REF! | #REF! | #REF!
Assume silt loading for 10,000 ADT roadways = 0.03 g/m3 | [26 empty] | D | 9.3047 |  |  | #REF! | #REF! | #REF! | #REF! | #REF! | #REF! | #REF! | #REF! | #REF! | #REF! | #REF! | #REF! | #REF! | #REF! | #REF! | #REF! | #REF! | #REF! | #REF! | #REF!
Assume k = 0.016 PM10 | [26 empty] | E | 5.0348 |  |  | #REF! | #REF! | #REF! | #REF! | #REF! | #REF! | #REF! | #REF! | #REF! | #REF! | #REF! | #REF! | #REF! | #REF! | #REF! | #REF! | #REF! | #REF! | #REF! | #REF!
Assume 6 miles in addition for track-out for PM10 | [26 empty] | F | 0 |  |  | #REF! | #REF! | #REF! | #REF! | #REF! | #REF! | #REF! | #REF! | #REF! | #REF! | #REF! | #REF! | #REF! | #REF! | #REF! | #REF! | #REF! | #REF! | #REF! | #REF!
Emission Factors | [26 empty] | G | 0 |  |  | #REF! | #REF! | #REF! | #REF! | #REF! | #REF! | #REF! | #REF! | #REF! | #REF! | #REF! | #REF! | #REF! | #REF! | #REF! | #REF! | #REF! | #REF! | #REF! | #REF!
PM10 | 9.8123e-05 | [25 empty] | H | 0 |  |  | #REF! | #REF! | #REF! | #REF! | #REF! | #REF! | #REF! | #REF! | #REF! | #REF! | #REF! | #REF! | #REF! | #REF! | #REF! | #REF! | #REF! | #REF! | #REF! | #REF!
[27 empty] | I | 0
[26 empty] | AVAQMD | Segment | Length |  |  | #REF! | #REF! | #REF! | #REF! | #REF! | #REF! | #REF! | #REF! | #REF! | #REF! | #REF! | #REF! | #REF! | #REF! | #REF! | #REF! | #REF! | #REF! | #REF! | #REF!
Unpaved Road Fugitive Dust | [26 empty] | A | 0 |  |  | #REF! | #REF! | #REF! | #REF! | #REF! | #REF! | #REF! | #REF! | #REF! | #REF! | #REF! | #REF! | #REF! | #REF! | #REF! | #REF! | #REF! | #REF! | #REF! | #REF!
EPA's AP-42, Section 13.2.2 | [26 empty] | B | 6.201 |  |  | #REF! | #REF! | #REF! | #REF! | #REF! | #REF! | #REF! | #REF! | #REF! | #REF! | #REF! | #REF! | #REF! | #REF! | #REF! | #REF! | #REF! | #REF! | #REF! | #REF!
Industrial Roads | [26 empty] | C | 0 |  |  | #REF! | #REF! | #REF! | #REF! | #REF! | #REF! | #REF! | #REF! | #REF! | #REF! | #REF! | #REF! | #REF! | #REF! | #REF! | #REF! | #REF! | #REF! | #REF! | #REF!
E = k (s/12)^a x (W/3)^b | [26 empty] | D | 9.8038 |  |  | #REF! | #REF! | #REF! | #REF! | #REF! | #REF! | #REF! | #REF! | #REF! | #REF! | #REF! | #REF! | #REF! | #REF! | #REF! | #REF! | #REF! | #REF! | #REF! | #REF!
Assume 61% control efficiency for watering 3 x daily | [26 empty] | E | 7.2452 |  |  | #REF! | #REF! | #REF! | #REF! | #REF! | #REF! | #REF! | #REF! | #REF! | #REF! | #REF! | #REF! | #REF! | #REF! | #REF! | #REF! | #REF! | #REF! | #REF! | #REF!
For light-duty trucks assume 2 tons/vehicle | [26 empty] | F | 3.6 |  |  | #REF! | #REF! | #REF! | #REF! | #REF! | #REF! | #REF! | #REF! | #REF! | #REF! | #REF! | #REF! | #REF! | #REF! | #REF! | #REF! | #REF! | #REF! | #REF! | #REF!
k = 1.5 for PM10, 0.15 for PM2.5 | [26 empty] | G | 6.1984 |  |  | #REF! | #REF! | #REF! | #REF! | #REF! | #REF! | #REF! | #REF! | #REF! | #REF! | #REF! | #REF! | #REF! | #REF! | #REF! | #REF! | #REF! | #REF! | #REF! | #REF!
s = 8.5, a = 0.9, b = 0.45 | [26 empty] | H | 5.1995 |  |  | #REF! | #REF! | #REF! | #REF! | #REF! | #REF! | #REF! | #REF! | #REF! | #REF! | #REF! | #REF! | #REF! | #REF! | #REF! | #REF! | #REF! | #REF! | #REF! | #REF!
Emission Factors | [26 empty] | I | 17.7142
PM10 | 0.35738
PM2.5 | 0.035738 | [24 empty] | SCAQMD | Segment | Length |  |  | #REF! | #REF! | #REF! | #REF! | #REF! | #REF! | #REF! | #REF! | #REF! | #REF! | #REF! | #REF! | #REF! | #REF! | #REF! | #REF! | #REF! | #REF! | #REF! | #REF!
[27 empty] | A | 0 |  |  | #REF! | #REF! | #REF! | #REF! | #REF! | #REF! | #REF! | #REF! | #REF! | #REF! | #REF! | #REF! | #REF! | #REF! | #REF! | #REF! | #REF! | #REF! | #REF! | #REF!
[27 empty] | B | 0 |  |  | #REF! | #REF! | #REF! | #REF! | #REF! | #REF! | #REF! | #REF! | #REF! | #REF! | #REF! | #REF! | #REF! | #REF! | #REF! | #REF! | #REF! | #REF! | #REF! | #REF!
[27 empty] | C | 0 |  |  | #REF! | #REF! | #REF! | #REF! | #REF! | #REF! | #REF! | #REF! | #REF! | #REF! | #REF! | #REF! | #REF! | #REF! | #REF! | #REF! | #REF! | #REF! | #REF! | #REF!
[27 empty] | D | 16.5416 |  |  | #REF! | #REF! | #REF! | #REF! | #REF! | #REF! | #REF! | #REF! | #REF! | #REF! | #REF! | #REF! | #REF! | #REF! | #REF! | #REF! | #REF! | #REF! | #REF! | #REF!
[27 empty] | E | 0 |  |  | #REF! | #REF! | #REF! | #REF! | #REF! | #REF! | #REF! | #REF! | #REF! | #REF! | #REF! | #REF! | #REF! | #REF! | #REF! | #REF! | #REF! | #REF! | #REF! | #REF!
[27 empty] | F | 0 |  |  | #REF! | #REF! | #REF! | #REF! | #REF! | #REF! | #REF! | #REF! | #REF! | #REF! | #REF! | #REF! | #REF! | #REF! | #REF! | #REF! | #REF! | #REF! | #REF! | #REF!
[27 empty] | G | 14.6016 |  |  | #REF! | #REF! | #REF! | #REF! | #REF! | #REF! | #REF! | #REF! | #REF! | #REF! | #REF! | #REF! | #REF! | #REF! | #REF! | #REF! | #REF! | #REF! | #REF! | #REF!
[27 empty] | H | 14.5705 |  |  | #REF! | #REF! | #REF! | #REF! | #REF! | #REF! | #REF! | #REF! | #REF! | #REF! | #REF! | #REF! | #REF! | #REF! | #REF! | #REF! | #REF! | #REF! | #REF! | #REF!
[27 empty] | I | 14.1458
[31 empty] | CO | NOx | ROG | SOx | PM10 | PM2.5 | Paved Road Fugitive Dust PM10 | Paved Road Fugitive Dust PM2.5 | CO2 | CH4 | CO | NOx | VOCs | SOx | PM10 | PM2.5 | Paved Road Fugitive Dust PM10 | Paved Road Fugitive Dust PM2.5 | CO2 | CH4
Alternative Corridors
[26 empty] | ACDJK |  |  |  |  | #REF! | #REF! | #REF! | #REF! | #REF! | #REF! | #REF! | #REF! | #REF! | #REF! | #REF! | #REF! | #REF! | #REF! | #REF! | #REF! | #REF! | #REF! | #REF! | #REF!
[26 empty] | KCAPCD |  |  |  |  | #REF! | #REF! | #REF! | #REF! | #REF! | #REF! | #REF! | #REF! | #REF! | #REF! | #REF! | #REF! | #REF! | #REF! | #REF! | #REF! | #REF! | #REF! | #REF! | #REF!
[26 empty] | AVAQMD |  |  |  |  | #REF! | #REF! | #REF! | #REF! | #REF! | #REF! | #REF! | #REF! | #REF! | #REF! | #REF! | #REF! | #REF! | #REF! | #REF! | #REF! | #REF! | #REF! | #REF! | #REF!
SCAQMD
[26 empty] | ACEGK |  |  |  |  | #REF! | #REF! | #REF! | #REF! | #REF! | #REF! | #REF! | #REF! | #REF! | #REF! | #REF! | #REF! | #REF! | #REF! | #REF! | #REF! | #REF! | #REF! | #REF! | #REF!
[26 empty] | KCAPCD |  |  |  |  | #REF! | #REF! | #REF! | #REF! | #REF! | #REF! | #REF! | #REF! | #REF! | #REF! | #REF! | #REF! | #REF! | #REF! | #REF! | #REF! | #REF! | #REF! | #REF! | #REF!
[26 empty] | AVAQMD |  |  |  |  | #REF! | #REF! | #REF! | #REF! | #REF! | #REF! | #REF! | #REF! | #REF! | #REF! | #REF! | #REF! | #REF! | #REF! | #REF! | #REF! | #REF! | #REF! | #REF! | #REF!
SCAQMD
[26 empty] | ACEFHK |  |  |  |  | #REF! | #REF! | #REF! | #REF! | #REF! | #REF! | #REF! | #REF! | #REF! | #REF! | #REF! | #REF! | #REF! | #REF! | #REF! | #REF! | #REF! | #REF! | #REF! | #REF!
[26 empty] | KCAPCD |  |  |  |  | #REF! | #REF! | #REF! | #REF! | #REF! | #REF! | #REF! | #REF! | #REF! | #REF! | #REF! | #REF! | #REF! | #REF! | #REF! | #REF! | #REF! | #REF! | #REF! | #REF!
[26 empty] | AVAQMD |  |  |  |  | #REF! | #REF! | #REF! | #REF! | #REF! | #REF! | #REF! | #REF! | #REF! | #REF! | #REF! | #REF! | #REF! | #REF! | #REF! | #REF! | #REF! | #REF! | #REF! | #REF!
SCAQMD
[26 empty] | ACEFIK |  |  |  |  | #REF! | #REF! | #REF! | #REF! | #REF! | #REF! | #REF! | #REF! | #REF! | #REF! | #REF! | #REF! | #REF! | #REF! | #REF! | #REF! | #REF! | #REF! | #REF! | #REF!
[26 empty] | KCAPCD |  |  |  |  | #REF! | #REF! | #REF! | #REF! | #REF! | #REF! | #REF! | #REF! | #REF! | #REF! | #REF! | #REF! | #REF! | #REF! | #REF! | #REF! | #REF! | #REF! | #REF! | #REF!
[26 empty] | AVAQMD |  |  |  |  | #REF! | #REF! | #REF! | #REF! | #REF! | #REF! | #REF! | #REF! | #REF! | #REF! | #REF! | #REF! | #REF! | #REF! | #REF! | #REF! | #REF! | #REF! | #REF! | #REF!
SCAQMD
[26 empty] | ABGK |  |  |  |  | #REF! | #REF! | #REF! | #REF! | #REF! | #REF! | #REF! | #REF! | #REF! | #REF! | #REF! | #REF! | #REF! | #REF! | #REF! | #REF! | #REF! | #REF! | #REF! | #REF!
[26 empty] | KCAPCD |  |  |  |  | #REF! | #REF! | #REF! | #REF! | #REF! | #REF! | #REF! | #REF! | #REF! | #REF! | #REF! | #REF! | #REF! | #REF! | #REF! | #REF! | #REF! | #REF! | #REF! | #REF!
[26 empty] | AVAQMD |  |  |  |  | #REF! | #REF! | #REF! | #REF! | #REF! | #REF! | #REF! | #REF! | #REF! | #REF! | #REF! | #REF! | #REF! | #REF! | #REF! | #REF! | #REF! | #REF! | #REF! | #REF!
SCAQMD
[26 empty] | ABFHK |  |  |  |  | #REF! | #REF! | #REF! | #REF! | #REF! | #REF! | #REF! | #REF! | #REF! | #REF! | #REF! | #REF! | #REF! | #REF! | #REF! | #REF! | #REF! | #REF! | #REF! | #REF!
[26 empty] | KCAPCD |  |  |  |  | #REF! | #REF! | #REF! | #REF! | #REF! | #REF! | #REF! | #REF! | #REF! | #REF! | #REF! | #REF! | #REF! | #REF! | #REF! | #REF! | #REF! | #REF! | #REF! | #REF!
[26 empty] | AVAQMD |  |  |  |  | #REF! | #REF! | #REF! | #REF! | #REF! | #REF! | #REF! | #REF! | #REF! | #REF! | #REF! | #REF! | #REF! | #REF! | #REF! | #REF! | #REF! | #REF! | #REF! | #REF!
SCAQMD
[26 empty] | ABFIK |  |  |  |  | #REF! | #REF! | #REF! | #REF! | #REF! | #REF! | #REF! | #REF! | #REF! | #REF! | #REF! | #REF! | #REF! | #REF! | #REF! | #REF! | #REF! | #REF! | #REF! | #REF!
[26 empty] | KCAPCD |  |  |  |  | #REF! | #REF! | #REF! | #REF! | #REF! | #REF! | #REF! | #REF! | #REF! | #REF! | #REF! | #REF! | #REF! | #REF! | #REF! | #REF! | #REF! | #REF! | #REF! | #REF!
[26 empty] | AVAQMD |  |  |  |  | #REF! | #REF! | #REF! | #REF! | #REF! | #REF! | #REF! | #REF! | #REF! | #REF! | #REF! | #REF! | #REF! | #REF! | #REF! | #REF! | #REF! | #REF! | #REF! | #REF!
SCAQMD
Construction Phase | Vehicle Class | No. of Daily Workers | Speed | VMT | Emissions, lbs/day
|  | Per Construction Phase | (mph) | (mi/vehicle-day) | CO | NOx | VOCs | SOx | PM10 | PM2.5 | Paved Road Fugitive Dust PM10 | Paved Road Fugitive Dust PM2.5 | CO2 | CH4 | N2O
Substation General Construction | Light-Duty Truck, catalyst | 3 | 35 | 80 | 1.4572 | 0.13101 | 0.1515 | 0.0021804 | 0.025572 | 0.011136 | 0.025316 | 0.010379 | 166.2707 | 0.0095114 | 0.017313
Substation Wiring | Light-Duty Truck, catalyst | 2 | 35 | 80 | 0.97144 | 0.087341 | 0.101 | 0.0014536 | 0.017048 | 0.007424 | 0.016877 | 0.0069196 | 110.8472 | 0.006341 | 0.011542
Substation Above Grade Construction | Light-Duty Truck, catalyst | 11 | 35 | 80 | 5.3429 | 0.48038 | 0.5555 | 0.0079948 | 0.093765 | 0.040832 | 0.092824 | 0.038058 | 609.6593 | 0.034875 | 0.063482
Telecom | Light-Duty Truck, catalyst | 2 | 35 | 80 | 0.97144 | 0.087341 | 0.101 | 0.0014536 | 0.017048 | 0.007424 | 0.016877 | 0.0069196 | 110.8472 | 0.006341 | 0.011542
Simultaneous Worker Trips |  |  |  |  | 8.7429 | 0.78607 | 0.909 | 0.013082 | 0.15343 | 0.066816 | 0.15189 | 0.062277 | 997.6244 | 0.057069 | 0.10388

## Equipment 69kV 1-30-17
Table A-13. 1-30-17 Daily Construction Emissions, Construction Heavy Equipment Use, TL6965
|  |  |  | Emission Factors | [11 empty] | Emissions
Equipment/Phase | FUEL | HP | Load Factor | ROG (lb/hr) | CO (lb/hr) | NOX (lb/hr) | SOX (lb/hr) | PM10 (lb/hr) | PM2.5 (lb/hr) | CO2 (lb/hr) | CH4 (lb/hr) | N2O (lb/hr) | No of Equipment | Hrs Per Day | Days in Service | ROG lbs/day | CO lbs/day | NOX lbs/day | SOX lbs/day | PM10 lbs/day | PM2.5 lbs/day | CO2 lbs/day | CH4 lbs/day | N2O lbs/day
Construction Inspection
Trans: TL6965 - UG Cable Pulling
Manlift | DIESEL | 34 | 0.31 | 0.042958 | 0.095269 | 0.12362 | 0.00025354 | 0.010456 | 0.0093062 | 19.6128 | 0.0048142 | 0.011744 | 2 | 8 | 10 | 0.68733 | 1.5243 | 1.9779 | 0.0040567 | 0.1673 | 0.1489 | 313.8042 | 0.077027 | 0.1879
Puller | DIESEL | 300 |  | 0.12432 | 0.48684 | 1.0415 | 0.0024954 | 0.035012 | 0.03116 | 254.2385 | 0.011217 | 0.098945 | 1 | 8 | 4 | 0.99454 | 3.8948 | 8.3322 | 0.019963 | 0.28009 | 0.24928 | 2033.9081 | 0.089736 | 0.79156
Reel Trailer | DIESEL | 300 |  | 0.12432 | 0.48684 | 1.0415 | 0.0024954 | 0.035012 | 0.03116 | 254.2385 | 0.011217 | 0.098945 | 1 | 8 | 4 | 0.99454 | 3.8948 | 8.3322 | 0.019963 | 0.28009 | 0.24928 | 2033.9081 | 0.089736 | 0.79156
Splice Trailer | DIESEL | 300 |  | 0.12432 | 0.48684 | 1.0415 | 0.0024954 | 0.035012 | 0.03116 | 254.2385 | 0.011217 | 0.098945 | 1 | 8 | 10 | 0.99454 | 3.8948 | 8.3322 | 0.019963 | 0.28009 | 0.24928 | 2033.9081 | 0.089736 | 0.79156
Boom Truck | DIESEL | 235 |  | 0.11792 | 0.36512 | 0.86781 | 0.0018739 | 0.029042 | 0.025847 | 166.5454 | 0.01064 | 0.082442 | 1 | 8 | 10 | 0.94338 | 2.921 | 6.9425 | 0.014991 | 0.23233 | 0.20678 | 1332.3633 | 0.085119 | 0.65954
Crane | DIESEL | 399 | 0.29 | 0.1325 | 0.66324 | 1.1632 | 0.0017678 | 0.038264 | 0.034055 | 180.1013 | 0.013244 | 0.11051 | 1 | 8 | 10 | 1.06 | 5.3059 | 9.3058 | 0.014142 | 0.30611 | 0.27244 | 1440.8105 | 0.10595 | 0.88405
Subtotal | [15 empty] | 5.6743 | 21.4355 | 43.2227 | 0.093081 | 1.546 | 1.376 | 9188.7024 | 0.5373 | 4.1062

## Trucks 69kV 1-30-17
Table A-14. 1-30-17 Daily Construction Emissions, Construction Truck Trips, TL6965
Vehicle | Vehicle Class | Peak No. of Trucks per day | Total No. of Trucks | Speed | VMT | CO | NOX | ROG | SOx | PM10 |  |  | PM2.5 |  |  | CO2 | CH4 | N2O | Emissions, lbs/day
|  |  |  | (mph) | (mi/vehicle-day) | Running Exhaust (g/mi) | Running Exhaust (g/mi) | Running Exhaust (g/mi) | Running Exhaust (g/mi) | Running Exhaust (g/mi) | Tire Wear (g/mi) | Brake Wear (g/mi) | Running Exhaust (g/mi) | Tire Wear (g/mi) | Brake Wear (g/mi) | Running Exhaust (g/mi) | Running Exhaust (g/mi) | Running Exhaust (g/mi) | CO | NOx | VOCs | SOx | PM10 | PM2.5 | Paved Road Fugitive Dust PM10 | Paved Road Fugitive Dust PM2.5 | CO2 | CH4 | N2O
Trans: TL6965 - UG Cable Pulling
Foreman Pickup Truck | Light Duty Truck 1, Diesel | 1 |  | 35 | 60 | 0.25172 | 0.4647 | 0.056776 | 0.0035024 | 0.046899 | 0.008 | 0.03675 | 0.043147 | 0.002 | 0.01575 | 243.9662 | 0.013941 | 0.0062494 | 0.033297 | 0.06147 | 0.0075102 | 0.00046329 | 0.012123 | 0.0080554 | 0 | 0 | 32.2714 | 0.0018441 | 0.00082666 | 2 | 3.3297e-05 | 6.147e-05 | 7.5102e-06 | 4.6329e-07 | 1.2123e-05 | 8.0554e-06 | 0 | 0 | 0.032271 | 1.8441e-06 | 8.2666e-07
Material/Crew Truck | Light Duty Truck 1, Diesel | 1 |  | 35 | 60 | 0.25172 | 0.4647 | 0.056776 | 0.0035024 | 0.046899 | 0.008 | 0.03675 | 0.043147 | 0.002 | 0.01575 | 243.9662 | 0.013941 | 0.0062494 | 0.033297 | 0.06147 | 0.0075102 | 0.00046329 | 0.012123 | 0.0080554 | 0 | 0 | 32.2714 | 0.0018441 | 0.00082666 | 2 | 3.3297e-05 | 6.147e-05 | 7.5102e-06 | 4.6329e-07 | 1.2123e-05 | 8.0554e-06 | 0 | 0 | 0.032271 | 1.8441e-06 | 8.2666e-07
[19 empty] | 0.066594 | 0.12294 | 0.01502 | 0.00092657 | 0.024246 | 0.016111 | 0 | 0 | 64.5427 | 0.0036882 | 0.0016533
2012 Emission Factors from EMFAC2007, average temp 60F; SCAB
Paved Road Fugitive Dust
EPA's AP-42, Section 13.2.1, November 2006
E = k(sL/2)^0.65 x (W/3)^1.5 - C
For LDT assume 2 tons/vehicle, MDT assume 13 tons/vehicle, HDT assume 20 tons/vehicle
Assume silt loading for 10,000 ADT roadways = 0.03 g/m3
Assume k = 0.016 PM10
Assume 6 miles in addition for track-out for PM10
Emission Factors
PM10, LDT | 9.8123e-05
PM10, MDT | 0.0089448
PM10, HDT | 0.017496

## WorkerTrips 69kV 1-30-17
Table A-15. 1-30-17 Daily Construction Emissions, Worker Trips, TL6965
Construction Phase | Vehicle Class | No. of Daily Workers | Speed | VMT | CO |  | NOX |  | ROG | [5 empty] | SOx |  | PM10 |  |  |  | PM2.5 |  |  |  | CO2 |  | CH4 |  | N2O
|  | Per Construction Phase | (mph) | (mi/vehicle-day) | Running Exhaust (g/mi) | Start-Up (g/vehicle-day) | Running Exhaust (g/mi) | Start-Up (g/vehicle-day) | Running Exhaust (g/mi) | Start-Up (g/vehicle-day) | Hot-Soak (g/vehicle-day) | Resting Loss (g/vehicle-day) | Running Evaporative (g/mi) | Diurnal Evaporative (g/vehicle-day) | Running Exhaust (g/mi) | Start-Up (g/vehicle-day) | Running Exhaust (g/mi) | Start-Up (g/vehicle-day) | Tire Wear (g/mi) | Brake Wear (g/mi) | Running Exhaust (g/mi) | Start-Up (g/vehicle-day) | Tire Wear (g/mi) | Brake Wear (g/mi) | Running Exhaust (g/mi) | Start-Up (g/vehicle-day) | Running Exhaust (g/mi) | Start-Up (g/vehicle-day) | Running Exhaust (g/mi) | Start-Up (g/vehicle-day)
UG Cable Pulling | Light-Duty Truck, catalyst | 11 | 35 | 80 | 2.3612 | 31.4245 | 0.22494 | 1.8137 | 0.057965 | 2.3946 | 1.622 | 0.70709 | 0.16038 | 0.71465 | 0.0040478 | 0.0058408 | 0.0032158 | 0.029199 | 0.008 | 0.03675 | 0.0029606 | 0.026884 | 0.002 | 0.01575 | 308.6379 | 448.5482 | 0.0177 | 0.022096 | 0.0326 | 0.0097223
EMFAC2011 emission factors for 2014
Assume startup after 8 hours
Assume 45 minutes run time total
2009 Emission Factors from EMFAC2007, average temp 60F; South Coast Air Basin | [26 empty] | lbs/mile |  |  |  | #REF! | #REF! | #REF! | #REF! | #REF! | #REF! | #REF! | #REF! | #REF! | #REF! | #REF! | #REF! | #REF! | #REF! | #REF! | #REF! | #REF! | #REF! | #REF! | #REF!
[31 empty] | Emissions, lbs/day | [9 empty] | Total Emissions, tons
[31 empty] | CO | NOx | VOCs | SOx | PM10 | PM2.5 | Paved Road Fugitive Dust PM10 | Paved Road Fugitive Dust PM2.5 | CO2 | CH4 | CO | NOx | VOCs | SOx | PM10 | PM2.5 | Paved Road Fugitive Dust PM10 | Paved Road Fugitive Dust PM2.5 | CO2 | CH4
Paved Road Fugitive Dust | [25 empty] | KCAPCD | Segment | Length
EPA's AP-42, Section 13.2.1, November 2006 | [26 empty] | A | 13.25 |  |  | #REF! | #REF! | #REF! | #REF! | #REF! | #REF! | #REF! | #REF! | #REF! | #REF! | #REF! | #REF! | #REF! | #REF! | #REF! | #REF! | #REF! | #REF! | #REF! | #REF!
E = k(sL/2)^0.65 x (W/3)^1.5 - C | [26 empty] | B | 20.299 |  |  | #REF! | #REF! | #REF! | #REF! | #REF! | #REF! | #REF! | #REF! | #REF! | #REF! | #REF! | #REF! | #REF! | #REF! | #REF! | #REF! | #REF! | #REF! | #REF! | #REF!
For light-duty trucks assume 2 tons/vehicle | [26 empty] | C | 21.68 |  |  | #REF! | #REF! | #REF! | #REF! | #REF! | #REF! | #REF! | #REF! | #REF! | #REF! | #REF! | #REF! | #REF! | #REF! | #REF! | #REF! | #REF! | #REF! | #REF! | #REF!
Assume silt loading for 10,000 ADT roadways = 0.03 g/m3 | [26 empty] | D | 9.3047 |  |  | #REF! | #REF! | #REF! | #REF! | #REF! | #REF! | #REF! | #REF! | #REF! | #REF! | #REF! | #REF! | #REF! | #REF! | #REF! | #REF! | #REF! | #REF! | #REF! | #REF!
Assume k = 0.016 PM10 | [26 empty] | E | 5.0348 |  |  | #REF! | #REF! | #REF! | #REF! | #REF! | #REF! | #REF! | #REF! | #REF! | #REF! | #REF! | #REF! | #REF! | #REF! | #REF! | #REF! | #REF! | #REF! | #REF! | #REF!
Assume 6 miles in addition for track-out for PM10 | [26 empty] | F | 0 |  |  | #REF! | #REF! | #REF! | #REF! | #REF! | #REF! | #REF! | #REF! | #REF! | #REF! | #REF! | #REF! | #REF! | #REF! | #REF! | #REF! | #REF! | #REF! | #REF! | #REF!
Emission Factors | [26 empty] | G | 0 |  |  | #REF! | #REF! | #REF! | #REF! | #REF! | #REF! | #REF! | #REF! | #REF! | #REF! | #REF! | #REF! | #REF! | #REF! | #REF! | #REF! | #REF! | #REF! | #REF! | #REF!
PM10 | 9.8123e-05 | [25 empty] | H | 0 |  |  | #REF! | #REF! | #REF! | #REF! | #REF! | #REF! | #REF! | #REF! | #REF! | #REF! | #REF! | #REF! | #REF! | #REF! | #REF! | #REF! | #REF! | #REF! | #REF! | #REF!
[27 empty] | I | 0 |  |  | #REF! | #REF! | #REF! | #REF! | #REF! | #REF! | #REF! | #REF! | #REF! | #REF! | #REF! | #REF! | #REF! | #REF! | #REF! | #REF! | #REF! | #REF! | #REF! | #REF!
[26 empty] | AVAQMD | Segment | Length
Unpaved Road Fugitive Dust | [26 empty] | A | 0 |  |  | #REF! | #REF! | #REF! | #REF! | #REF! | #REF! | #REF! | #REF! | #REF! | #REF! | #REF! | #REF! | #REF! | #REF! | #REF! | #REF! | #REF! | #REF! | #REF! | #REF!
EPA's AP-42, Section 13.2.2 | [26 empty] | B | 6.201 |  |  | #REF! | #REF! | #REF! | #REF! | #REF! | #REF! | #REF! | #REF! | #REF! | #REF! | #REF! | #REF! | #REF! | #REF! | #REF! | #REF! | #REF! | #REF! | #REF! | #REF!
Industrial Roads | [26 empty] | C | 0 |  |  | #REF! | #REF! | #REF! | #REF! | #REF! | #REF! | #REF! | #REF! | #REF! | #REF! | #REF! | #REF! | #REF! | #REF! | #REF! | #REF! | #REF! | #REF! | #REF! | #REF!
E = k (s/12)^a x (W/3)^b | [26 empty] | D | 9.8038 |  |  | #REF! | #REF! | #REF! | #REF! | #REF! | #REF! | #REF! | #REF! | #REF! | #REF! | #REF! | #REF! | #REF! | #REF! | #REF! | #REF! | #REF! | #REF! | #REF! | #REF!
Assume 61% control efficiency for watering 3 x daily | [26 empty] | E | 7.2452 |  |  | #REF! | #REF! | #REF! | #REF! | #REF! | #REF! | #REF! | #REF! | #REF! | #REF! | #REF! | #REF! | #REF! | #REF! | #REF! | #REF! | #REF! | #REF! | #REF! | #REF!
For light-duty trucks assume 2 tons/vehicle | [26 empty] | F | 3.6 |  |  | #REF! | #REF! | #REF! | #REF! | #REF! | #REF! | #REF! | #REF! | #REF! | #REF! | #REF! | #REF! | #REF! | #REF! | #REF! | #REF! | #REF! | #REF! | #REF! | #REF!
k = 1.5 for PM10, 0.15 for PM2.5 | [26 empty] | G | 6.1984 |  |  | #REF! | #REF! | #REF! | #REF! | #REF! | #REF! | #REF! | #REF! | #REF! | #REF! | #REF! | #REF! | #REF! | #REF! | #REF! | #REF! | #REF! | #REF! | #REF! | #REF!
s = 8.5, a = 0.9, b = 0.45 | [26 empty] | H | 5.1995 |  |  | #REF! | #REF! | #REF! | #REF! | #REF! | #REF! | #REF! | #REF! | #REF! | #REF! | #REF! | #REF! | #REF! | #REF! | #REF! | #REF! | #REF! | #REF! | #REF! | #REF!
Emission Factors | [26 empty] | I | 17.7142 |  |  | #REF! | #REF! | #REF! | #REF! | #REF! | #REF! | #REF! | #REF! | #REF! | #REF! | #REF! | #REF! | #REF! | #REF! | #REF! | #REF! | #REF! | #REF! | #REF! | #REF!
PM10 | 0.35738
PM2.5 | 0.035738 | [24 empty] | SCAQMD | Segment | Length
[27 empty] | A | 0 |  |  | #REF! | #REF! | #REF! | #REF! | #REF! | #REF! | #REF! | #REF! | #REF! | #REF! | #REF! | #REF! | #REF! | #REF! | #REF! | #REF! | #REF! | #REF! | #REF! | #REF!
[27 empty] | B | 0 |  |  | #REF! | #REF! | #REF! | #REF! | #REF! | #REF! | #REF! | #REF! | #REF! | #REF! | #REF! | #REF! | #REF! | #REF! | #REF! | #REF! | #REF! | #REF! | #REF! | #REF!
[27 empty] | C | 0 |  |  | #REF! | #REF! | #REF! | #REF! | #REF! | #REF! | #REF! | #REF! | #REF! | #REF! | #REF! | #REF! | #REF! | #REF! | #REF! | #REF! | #REF! | #REF! | #REF! | #REF!
[27 empty] | D | 16.5416 |  |  | #REF! | #REF! | #REF! | #REF! | #REF! | #REF! | #REF! | #REF! | #REF! | #REF! | #REF! | #REF! | #REF! | #REF! | #REF! | #REF! | #REF! | #REF! | #REF! | #REF!
[27 empty] | E | 0 |  |  | #REF! | #REF! | #REF! | #REF! | #REF! | #REF! | #REF! | #REF! | #REF! | #REF! | #REF! | #REF! | #REF! | #REF! | #REF! | #REF! | #REF! | #REF! | #REF! | #REF!
[27 empty] | F | 0 |  |  | #REF! | #REF! | #REF! | #REF! | #REF! | #REF! | #REF! | #REF! | #REF! | #REF! | #REF! | #REF! | #REF! | #REF! | #REF! | #REF! | #REF! | #REF! | #REF! | #REF!
[27 empty] | G | 14.6016 |  |  | #REF! | #REF! | #REF! | #REF! | #REF! | #REF! | #REF! | #REF! | #REF! | #REF! | #REF! | #REF! | #REF! | #REF! | #REF! | #REF! | #REF! | #REF! | #REF! | #REF!
[27 empty] | H | 14.5705 |  |  | #REF! | #REF! | #REF! | #REF! | #REF! | #REF! | #REF! | #REF! | #REF! | #REF! | #REF! | #REF! | #REF! | #REF! | #REF! | #REF! | #REF! | #REF! | #REF! | #REF!
[27 empty] | I | 14.1458 |  |  | #REF! | #REF! | #REF! | #REF! | #REF! | #REF! | #REF! | #REF! | #REF! | #REF! | #REF! | #REF! | #REF! | #REF! | #REF! | #REF! | #REF! | #REF! | #REF! | #REF!
[26 empty] | Alternative Corridors |  |  |  |  | CO | NOx | ROG | SOx | PM10 | PM2.5 | Paved Road Fugitive Dust PM10 | Paved Road Fugitive Dust PM2.5 | CO2 | CH4 | CO | NOx | VOCs | SOx | PM10 | PM2.5 | Paved Road Fugitive Dust PM10 | Paved Road Fugitive Dust PM2.5 | CO2 | CH4
ACDJK
[26 empty] | KCAPCD |  |  |  |  | #REF! | #REF! | #REF! | #REF! | #REF! | #REF! | #REF! | #REF! | #REF! | #REF! | #REF! | #REF! | #REF! | #REF! | #REF! | #REF! | #REF! | #REF! | #REF! | #REF!
[26 empty] | AVAQMD |  |  |  |  | #REF! | #REF! | #REF! | #REF! | #REF! | #REF! | #REF! | #REF! | #REF! | #REF! | #REF! | #REF! | #REF! | #REF! | #REF! | #REF! | #REF! | #REF! | #REF! | #REF!
[26 empty] | SCAQMD |  |  |  |  | #REF! | #REF! | #REF! | #REF! | #REF! | #REF! | #REF! | #REF! | #REF! | #REF! | #REF! | #REF! | #REF! | #REF! | #REF! | #REF! | #REF! | #REF! | #REF! | #REF!
ACEGK
[26 empty] | KCAPCD |  |  |  |  | #REF! | #REF! | #REF! | #REF! | #REF! | #REF! | #REF! | #REF! | #REF! | #REF! | #REF! | #REF! | #REF! | #REF! | #REF! | #REF! | #REF! | #REF! | #REF! | #REF!
[26 empty] | AVAQMD |  |  |  |  | #REF! | #REF! | #REF! | #REF! | #REF! | #REF! | #REF! | #REF! | #REF! | #REF! | #REF! | #REF! | #REF! | #REF! | #REF! | #REF! | #REF! | #REF! | #REF! | #REF!
[26 empty] | SCAQMD |  |  |  |  | #REF! | #REF! | #REF! | #REF! | #REF! | #REF! | #REF! | #REF! | #REF! | #REF! | #REF! | #REF! | #REF! | #REF! | #REF! | #REF! | #REF! | #REF! | #REF! | #REF!
ACEFHK
[26 empty] | KCAPCD |  |  |  |  | #REF! | #REF! | #REF! | #REF! | #REF! | #REF! | #REF! | #REF! | #REF! | #REF! | #REF! | #REF! | #REF! | #REF! | #REF! | #REF! | #REF! | #REF! | #REF! | #REF!
[26 empty] | AVAQMD |  |  |  |  | #REF! | #REF! | #REF! | #REF! | #REF! | #REF! | #REF! | #REF! | #REF! | #REF! | #REF! | #REF! | #REF! | #REF! | #REF! | #REF! | #REF! | #REF! | #REF! | #REF!
[26 empty] | SCAQMD |  |  |  |  | #REF! | #REF! | #REF! | #REF! | #REF! | #REF! | #REF! | #REF! | #REF! | #REF! | #REF! | #REF! | #REF! | #REF! | #REF! | #REF! | #REF! | #REF! | #REF! | #REF!
ACEFIK
[26 empty] | KCAPCD |  |  |  |  | #REF! | #REF! | #REF! | #REF! | #REF! | #REF! | #REF! | #REF! | #REF! | #REF! | #REF! | #REF! | #REF! | #REF! | #REF! | #REF! | #REF! | #REF! | #REF! | #REF!
[26 empty] | AVAQMD |  |  |  |  | #REF! | #REF! | #REF! | #REF! | #REF! | #REF! | #REF! | #REF! | #REF! | #REF! | #REF! | #REF! | #REF! | #REF! | #REF! | #REF! | #REF! | #REF! | #REF! | #REF!
[26 empty] | SCAQMD |  |  |  |  | #REF! | #REF! | #REF! | #REF! | #REF! | #REF! | #REF! | #REF! | #REF! | #REF! | #REF! | #REF! | #REF! | #REF! | #REF! | #REF! | #REF! | #REF! | #REF! | #REF!
ABGK
[26 empty] | KCAPCD |  |  |  |  | #REF! | #REF! | #REF! | #REF! | #REF! | #REF! | #REF! | #REF! | #REF! | #REF! | #REF! | #REF! | #REF! | #REF! | #REF! | #REF! | #REF! | #REF! | #REF! | #REF!
[26 empty] | AVAQMD |  |  |  |  | #REF! | #REF! | #REF! | #REF! | #REF! | #REF! | #REF! | #REF! | #REF! | #REF! | #REF! | #REF! | #REF! | #REF! | #REF! | #REF! | #REF! | #REF! | #REF! | #REF!
[26 empty] | SCAQMD |  |  |  |  | #REF! | #REF! | #REF! | #REF! | #REF! | #REF! | #REF! | #REF! | #REF! | #REF! | #REF! | #REF! | #REF! | #REF! | #REF! | #REF! | #REF! | #REF! | #REF! | #REF!
ABFHK
[26 empty] | KCAPCD |  |  |  |  | #REF! | #REF! | #REF! | #REF! | #REF! | #REF! | #REF! | #REF! | #REF! | #REF! | #REF! | #REF! | #REF! | #REF! | #REF! | #REF! | #REF! | #REF! | #REF! | #REF!
[26 empty] | AVAQMD |  |  |  |  | #REF! | #REF! | #REF! | #REF! | #REF! | #REF! | #REF! | #REF! | #REF! | #REF! | #REF! | #REF! | #REF! | #REF! | #REF! | #REF! | #REF! | #REF! | #REF! | #REF!
[26 empty] | SCAQMD |  |  |  |  | #REF! | #REF! | #REF! | #REF! | #REF! | #REF! | #REF! | #REF! | #REF! | #REF! | #REF! | #REF! | #REF! | #REF! | #REF! | #REF! | #REF! | #REF! | #REF! | #REF!
ABFIK
[26 empty] | KCAPCD |  |  |  |  | #REF! | #REF! | #REF! | #REF! | #REF! | #REF! | #REF! | #REF! | #REF! | #REF! | #REF! | #REF! | #REF! | #REF! | #REF! | #REF! | #REF! | #REF! | #REF! | #REF!
[26 empty] | AVAQMD |  |  |  |  | #REF! | #REF! | #REF! | #REF! | #REF! | #REF! | #REF! | #REF! | #REF! | #REF! | #REF! | #REF! | #REF! | #REF! | #REF! | #REF! | #REF! | #REF! | #REF! | #REF!
[26 empty] | SCAQMD |  |  |  |  | #REF! | #REF! | #REF! | #REF! | #REF! | #REF! | #REF! | #REF! | #REF! | #REF! | #REF! | #REF! | #REF! | #REF! | #REF! | #REF! | #REF! | #REF! | #REF! | #REF!
Construction Phase | Vehicle Class | No. of Daily Workers | Speed | VMT | Emissions, lbs/day
|  | Per Construction Phase | (mph) | (mi/vehicle-day) | CO | NOx | VOCs | SOx | PM10 | PM2.5 | Paved Road Fugitive Dust PM10 | Paved Road Fugitive Dust PM2.5 | CO2 | CH4 | N2O
UG Cable Pulling | Light-Duty Truck, catalyst | 11 | 35 | 80 | 5.3429 | 0.48038 | 0.5555 | 0.0079948 | 0.093765 | 0.040832 | 0.092824 | 0.038058 | 609.6593 | 0.034875 | 0.063482
Total |  |  |  |  | 5.3429 | 0.48038 | 0.5555 | 0.0079948 | 0.093765 | 0.040832 | 0.092824 | 0.038058 | 609.6593 | 0.034875 | 0.063482

## Equipment TL6910 1-23-17
Table A-16. 1-23-17 to 2-3-17 Daily Construction Emissions, Construction Heavy Equipment Use, TL6910
|  |  |  | Emission Factors | [11 empty] | Emissions
Equipment/Phase | FUEL | HP | Load Factor | ROG (lb/hr) | CO (lb/hr) | NOX (lb/hr) | SOX (lb/hr) | PM10 (lb/hr) | PM2.5 (lb/hr) | CO2 (lb/hr) | CH4 (lb/hr) | N2O (lb/hr) | No of Equipment | Hrs Per Day | Days in Service | ROG lbs/day | CO lbs/day | NOX lbs/day | SOX lbs/day | PM10 lbs/day | PM2.5 lbs/day | CO2 lbs/day | CH4 lbs/day | N2O lbs/day
Construction Inspection
Trans: TL6910 - Cable Pulling
Manlift | DIESEL | 34 | 0.31 | 0.042958 | 0.095269 | 0.12362 | 0.00025354 | 0.010456 | 0.0093062 | 19.6128 | 0.0048142 | 0.011744 | 2 | 8 | 10 | 0.68733 | 1.5243 | 1.9779 | 0.0040567 | 0.1673 | 0.1489 | 313.8042 | 0.077027 | 0.1879
Splice Trailer | DIESEL | 300 |  | 0.12432 | 0.48684 | 1.0415 | 0.0024954 | 0.035012 | 0.03116 | 254.2385 | 0.011217 | 0.098945 | 1 | 8 | 10 | 0.99454 | 3.8948 | 8.3322 | 0.019963 | 0.28009 | 0.24928 | 2033.9081 | 0.089736 | 0.79156
Boom Truck | DIESEL | 235 |  | 0.11792 | 0.36512 | 0.86781 | 0.0018739 | 0.029042 | 0.025847 | 166.5454 | 0.01064 | 0.082442 | 1 | 8 | 10 | 0.94338 | 2.921 | 6.9425 | 0.014991 | 0.23233 | 0.20678 | 1332.3633 | 0.085119 | 0.65954
Crane | DIESEL | 399 | 0.29 | 0.1325 | 0.66324 | 1.1632 | 0.0017678 | 0.038264 | 0.034055 | 180.1013 | 0.013244 | 0.11051 | 1 | 8 | 10 | 1.06 | 5.3059 | 9.3058 | 0.014142 | 0.30611 | 0.27244 | 1440.8105 | 0.10595 | 0.88405
Subtotal | [15 empty] | 3.6852 | 13.646 | 26.5583 | 0.053154 | 0.98584 | 0.8774 | 5120.8862 | 0.35783 | 2.523

## Trucks TL6910 1-23-17
Table A-17. 1-23-17 to 2-3-17 Daily Construction Emissions, Construction Truck Trips, TL6910
Vehicle | Vehicle Class | Peak No. of Trucks per day | Total No. of Trucks | Speed | VMT | CO | NOX | ROG | SOx | PM10 |  |  | PM2.5 |  |  | CO2 | CH4 | N2O | Emissions, lbs/day
|  |  |  | (mph) | (mi/vehicle-day) | Running Exhaust (g/mi) | Running Exhaust (g/mi) | Running Exhaust (g/mi) | Running Exhaust (g/mi) | Running Exhaust (g/mi) | Tire Wear (g/mi) | Brake Wear (g/mi) | Running Exhaust (g/mi) | Tire Wear (g/mi) | Brake Wear (g/mi) | Running Exhaust (g/mi) | Running Exhaust (g/mi) | Running Exhaust (g/mi) | CO | NOx | VOCs | SOx | PM10 | PM2.5 | Paved Road Fugitive Dust PM10 | Paved Road Fugitive Dust PM2.5 | CO2 | CH4 | N2O
UG Cable Pulling
Foreman Pickup Truck | Light Duty Truck 1, Diesel | 1 |  | 35 | 60 | 0.25172 | 0.4647 | 0.056776 | 0.0035024 | 0.046899 | 0.008 | 0.03675 | 0.043147 | 0.002 | 0.01575 | 243.9662 | 0.013941 | 0.0062494 | 0.033297 | 0.06147 | 0.0075102 | 0.00046329 | 0.012123 | 0.0080554 | 0 | 0 | 32.2714 | 0.0018441 | 0.00082666 | 10 | 0.00016649 | 0.00030735 | 3.7551e-05 | 2.3164e-06 | 6.0616e-05 | 4.0277e-05 | 0 | 0 | 0.16136 | 9.2204e-06 | 4.1333e-06
Material/Crew Truck | Light Duty Truck 1, Diesel | 1 |  | 35 | 60 | 0.25172 | 0.4647 | 0.056776 | 0.0035024 | 0.046899 | 0.008 | 0.03675 | 0.043147 | 0.002 | 0.01575 | 243.9662 | 0.013941 | 0.0062494 | 0.033297 | 0.06147 | 0.0075102 | 0.00046329 | 0.012123 | 0.0080554 | 0 | 0 | 32.2714 | 0.0018441 | 0.00082666 | 10 | 0.00016649 | 0.00030735 | 3.7551e-05 | 2.3164e-06 | 6.0616e-05 | 4.0277e-05 | 0 | 0 | 0.16136 | 9.2204e-06 | 4.1333e-06
Subtotal | [5 empty] | 0.25172 | 0.4647 | 0.056776 | 0.0035024 | 0.046899 | 0.008 | 0.03675 | 0.043147 | 0.002 | 0.01575 | 243.9662 | 0.013941 | 0.0062494 | 0.066594 | 0.12294 | 0.01502 | 0.00092657 | 0.024246 | 0.016111 | 0 | 0 | 64.5427 | 0.0036882 | 0.0016533 |  | 0.00033297 | 0.0006147 | 7.5102e-05 | 4.6329e-06 | 0.00012123 | 8.0554e-05 | 0 | 0 | 0.32271 | 1.8441e-05 | 8.2666e-06
2012 Emission Factors from EMFAC2007, average temp 60F; SCAB
Paved Road Fugitive Dust
EPA's AP-42, Section 13.2.1, November 2006
E = k(sL/2)^0.65 x (W/3)^1.5 - C
For LDT assume 2 tons/vehicle, MDT assume 13 tons/vehicle, HDT assume 20 tons/vehicle
Assume silt loading for 10,000 ADT roadways = 0.03 g/m3
Assume k = 0.016 PM10
Assume 6 miles in addition for track-out for PM10
Emission Factors
PM10, LDT | 9.8123e-05
PM10, MDT | 0.0089448
PM10, HDT | 0.017496

## WorkerTrips TL6910 1-23-17
Table A-18. 1-23-17 to 2-3-17 Daily Construction Emissions, Worker Trips, TL6910
Construction Phase | Vehicle Class | No. of Daily Workers | Speed | VMT | CO |  | NOX |  | ROG | [5 empty] | SOx |  | PM10 |  |  |  | PM2.5 |  |  |  | CO2 |  | CH4 |  | N2O
|  | Per Construction Phase | (mph) | (mi/vehicle-day) | Running Exhaust (g/mi) | Start-Up (g/vehicle-day) | Running Exhaust (g/mi) | Start-Up (g/vehicle-day) | Running Exhaust (g/mi) | Start-Up (g/vehicle-day) | Hot-Soak (g/vehicle-day) | Resting Loss (g/vehicle-day) | Running Evaporative (g/mi) | Diurnal Evaporative (g/vehicle-day) | Running Exhaust (g/mi) | Start-Up (g/vehicle-day) | Running Exhaust (g/mi) | Start-Up (g/vehicle-day) | Tire Wear (g/mi) | Brake Wear (g/mi) | Running Exhaust (g/mi) | Start-Up (g/vehicle-day) | Tire Wear (g/mi) | Brake Wear (g/mi) | Running Exhaust (g/mi) | Start-Up (g/vehicle-day) | Running Exhaust (g/mi) | Start-Up (g/vehicle-day) | Running Exhaust (g/mi) | Start-Up (g/vehicle-day)
UG Cable Pulling | Light-Duty Truck, catalyst | 10 | 35 | 80 | 2.3612 | 31.4245 | 0.22494 | 1.8137 | 0.057965 | 2.3946 | 1.622 | 0.70709 | 0.16038 | 0.71465 | 0.0040478 | 0.0058408 | 0.0032158 | 0.029199 | 0.008 | 0.03675 | 0.0029606 | 0.026884 | 0.002 | 0.01575 | 308.6379 | 448.5482 | 0.0177 | 0.022096 | 0.0326 | 0.0097223
EMFAC2011 emission factors for 2016
Assume startup after 8 hours
Assume 45 minutes run time total
2009 Emission Factors from EMFAC2007, average temp 60F; South Coast Air Basin | [26 empty] | lbs/mile |  |  |  | #REF! | #REF! | #REF! | #REF! | #REF! | #REF! | #REF! | #REF! | #REF! | #REF! | #REF! | #REF! | #REF! | #REF! | #REF! | #REF! | #REF! | #REF! | #REF! | #REF!
[31 empty] | Emissions, lbs/day | [9 empty] | Total Emissions, tons
[31 empty] | CO | NOx | VOCs | SOx | PM10 | PM2.5 | Paved Road Fugitive Dust PM10 | Paved Road Fugitive Dust PM2.5 | CO2 | CH4 | CO | NOx | VOCs | SOx | PM10 | PM2.5 | Paved Road Fugitive Dust PM10 | Paved Road Fugitive Dust PM2.5 | CO2 | CH4
Paved Road Fugitive Dust | [25 empty] | KCAPCD | Segment | Length
EPA's AP-42, Section 13.2.1, November 2006 | [26 empty] | A | 13.25 |  |  | #REF! | #REF! | #REF! | #REF! | #REF! | #REF! | #REF! | #REF! | #REF! | #REF! | #REF! | #REF! | #REF! | #REF! | #REF! | #REF! | #REF! | #REF! | #REF! | #REF!
E = k(sL/2)^0.65 x (W/3)^1.5 - C | [26 empty] | B | 20.299 |  |  | #REF! | #REF! | #REF! | #REF! | #REF! | #REF! | #REF! | #REF! | #REF! | #REF! | #REF! | #REF! | #REF! | #REF! | #REF! | #REF! | #REF! | #REF! | #REF! | #REF!
For light-duty trucks assume 2 tons/vehicle | [26 empty] | C | 21.68 |  |  | #REF! | #REF! | #REF! | #REF! | #REF! | #REF! | #REF! | #REF! | #REF! | #REF! | #REF! | #REF! | #REF! | #REF! | #REF! | #REF! | #REF! | #REF! | #REF! | #REF!
Assume silt loading for 10,000 ADT roadways = 0.03 g/m3 | [26 empty] | D | 9.3047 |  |  | #REF! | #REF! | #REF! | #REF! | #REF! | #REF! | #REF! | #REF! | #REF! | #REF! | #REF! | #REF! | #REF! | #REF! | #REF! | #REF! | #REF! | #REF! | #REF! | #REF!
Assume k = 0.016 PM10 | [26 empty] | E | 5.0348 |  |  | #REF! | #REF! | #REF! | #REF! | #REF! | #REF! | #REF! | #REF! | #REF! | #REF! | #REF! | #REF! | #REF! | #REF! | #REF! | #REF! | #REF! | #REF! | #REF! | #REF!
Assume 6 miles in addition for track-out for PM10 | [26 empty] | F | 0 |  |  | #REF! | #REF! | #REF! | #REF! | #REF! | #REF! | #REF! | #REF! | #REF! | #REF! | #REF! | #REF! | #REF! | #REF! | #REF! | #REF! | #REF! | #REF! | #REF! | #REF!
Emission Factors | [26 empty] | G | 0 |  |  | #REF! | #REF! | #REF! | #REF! | #REF! | #REF! | #REF! | #REF! | #REF! | #REF! | #REF! | #REF! | #REF! | #REF! | #REF! | #REF! | #REF! | #REF! | #REF! | #REF!
PM10 | 9.8123e-05 | [25 empty] | H | 0 |  |  | #REF! | #REF! | #REF! | #REF! | #REF! | #REF! | #REF! | #REF! | #REF! | #REF! | #REF! | #REF! | #REF! | #REF! | #REF! | #REF! | #REF! | #REF! | #REF! | #REF!
[27 empty] | I | 0 |  |  | #REF! | #REF! | #REF! | #REF! | #REF! | #REF! | #REF! | #REF! | #REF! | #REF! | #REF! | #REF! | #REF! | #REF! | #REF! | #REF! | #REF! | #REF! | #REF! | #REF!
[26 empty] | AVAQMD | Segment | Length
Unpaved Road Fugitive Dust | [26 empty] | A | 0 |  |  | #REF! | #REF! | #REF! | #REF! | #REF! | #REF! | #REF! | #REF! | #REF! | #REF! | #REF! | #REF! | #REF! | #REF! | #REF! | #REF! | #REF! | #REF! | #REF! | #REF!
EPA's AP-42, Section 13.2.2 | [26 empty] | B | 6.201 |  |  | #REF! | #REF! | #REF! | #REF! | #REF! | #REF! | #REF! | #REF! | #REF! | #REF! | #REF! | #REF! | #REF! | #REF! | #REF! | #REF! | #REF! | #REF! | #REF! | #REF!
Industrial Roads | [26 empty] | C | 0 |  |  | #REF! | #REF! | #REF! | #REF! | #REF! | #REF! | #REF! | #REF! | #REF! | #REF! | #REF! | #REF! | #REF! | #REF! | #REF! | #REF! | #REF! | #REF! | #REF! | #REF!
E = k (s/12)^a x (W/3)^b | [26 empty] | D | 9.8038 |  |  | #REF! | #REF! | #REF! | #REF! | #REF! | #REF! | #REF! | #REF! | #REF! | #REF! | #REF! | #REF! | #REF! | #REF! | #REF! | #REF! | #REF! | #REF! | #REF! | #REF!
Assume 61% control efficiency for watering 3 x daily | [26 empty] | E | 7.2452 |  |  | #REF! | #REF! | #REF! | #REF! | #REF! | #REF! | #REF! | #REF! | #REF! | #REF! | #REF! | #REF! | #REF! | #REF! | #REF! | #REF! | #REF! | #REF! | #REF! | #REF!
For light-duty trucks assume 2 tons/vehicle | [26 empty] | F | 3.6 |  |  | #REF! | #REF! | #REF! | #REF! | #REF! | #REF! | #REF! | #REF! | #REF! | #REF! | #REF! | #REF! | #REF! | #REF! | #REF! | #REF! | #REF! | #REF! | #REF! | #REF!
k = 1.5 for PM10, 0.15 for PM2.5 | [26 empty] | G | 6.1984 |  |  | #REF! | #REF! | #REF! | #REF! | #REF! | #REF! | #REF! | #REF! | #REF! | #REF! | #REF! | #REF! | #REF! | #REF! | #REF! | #REF! | #REF! | #REF! | #REF! | #REF!
s = 8.5, a = 0.9, b = 0.45 | [26 empty] | H | 5.1995 |  |  | #REF! | #REF! | #REF! | #REF! | #REF! | #REF! | #REF! | #REF! | #REF! | #REF! | #REF! | #REF! | #REF! | #REF! | #REF! | #REF! | #REF! | #REF! | #REF! | #REF!
Emission Factors | [26 empty] | I | 17.7142 |  |  | #REF! | #REF! | #REF! | #REF! | #REF! | #REF! | #REF! | #REF! | #REF! | #REF! | #REF! | #REF! | #REF! | #REF! | #REF! | #REF! | #REF! | #REF! | #REF! | #REF!
PM10 | 0.35738
PM2.5 | 0.035738 | [24 empty] | SCAQMD | Segment | Length
[27 empty] | A | 0 |  |  | #REF! | #REF! | #REF! | #REF! | #REF! | #REF! | #REF! | #REF! | #REF! | #REF! | #REF! | #REF! | #REF! | #REF! | #REF! | #REF! | #REF! | #REF! | #REF! | #REF!
[27 empty] | B | 0 |  |  | #REF! | #REF! | #REF! | #REF! | #REF! | #REF! | #REF! | #REF! | #REF! | #REF! | #REF! | #REF! | #REF! | #REF! | #REF! | #REF! | #REF! | #REF! | #REF! | #REF!
[27 empty] | C | 0 |  |  | #REF! | #REF! | #REF! | #REF! | #REF! | #REF! | #REF! | #REF! | #REF! | #REF! | #REF! | #REF! | #REF! | #REF! | #REF! | #REF! | #REF! | #REF! | #REF! | #REF!
[27 empty] | D | 16.5416 |  |  | #REF! | #REF! | #REF! | #REF! | #REF! | #REF! | #REF! | #REF! | #REF! | #REF! | #REF! | #REF! | #REF! | #REF! | #REF! | #REF! | #REF! | #REF! | #REF! | #REF!
[27 empty] | E | 0 |  |  | #REF! | #REF! | #REF! | #REF! | #REF! | #REF! | #REF! | #REF! | #REF! | #REF! | #REF! | #REF! | #REF! | #REF! | #REF! | #REF! | #REF! | #REF! | #REF! | #REF!
[27 empty] | F | 0 |  |  | #REF! | #REF! | #REF! | #REF! | #REF! | #REF! | #REF! | #REF! | #REF! | #REF! | #REF! | #REF! | #REF! | #REF! | #REF! | #REF! | #REF! | #REF! | #REF! | #REF!
[27 empty] | G | 14.6016 |  |  | #REF! | #REF! | #REF! | #REF! | #REF! | #REF! | #REF! | #REF! | #REF! | #REF! | #REF! | #REF! | #REF! | #REF! | #REF! | #REF! | #REF! | #REF! | #REF! | #REF!
[27 empty] | H | 14.5705 |  |  | #REF! | #REF! | #REF! | #REF! | #REF! | #REF! | #REF! | #REF! | #REF! | #REF! | #REF! | #REF! | #REF! | #REF! | #REF! | #REF! | #REF! | #REF! | #REF! | #REF!
[27 empty] | I | 14.1458 |  |  | #REF! | #REF! | #REF! | #REF! | #REF! | #REF! | #REF! | #REF! | #REF! | #REF! | #REF! | #REF! | #REF! | #REF! | #REF! | #REF! | #REF! | #REF! | #REF! | #REF!
[26 empty] | Alternative Corridors |  |  |  |  | CO | NOx | ROG | SOx | PM10 | PM2.5 | Paved Road Fugitive Dust PM10 | Paved Road Fugitive Dust PM2.5 | CO2 | CH4 | CO | NOx | VOCs | SOx | PM10 | PM2.5 | Paved Road Fugitive Dust PM10 | Paved Road Fugitive Dust PM2.5 | CO2 | CH4
ACDJK
[26 empty] | KCAPCD |  |  |  |  | #REF! | #REF! | #REF! | #REF! | #REF! | #REF! | #REF! | #REF! | #REF! | #REF! | #REF! | #REF! | #REF! | #REF! | #REF! | #REF! | #REF! | #REF! | #REF! | #REF!
[26 empty] | AVAQMD |  |  |  |  | #REF! | #REF! | #REF! | #REF! | #REF! | #REF! | #REF! | #REF! | #REF! | #REF! | #REF! | #REF! | #REF! | #REF! | #REF! | #REF! | #REF! | #REF! | #REF! | #REF!
[26 empty] | SCAQMD |  |  |  |  | #REF! | #REF! | #REF! | #REF! | #REF! | #REF! | #REF! | #REF! | #REF! | #REF! | #REF! | #REF! | #REF! | #REF! | #REF! | #REF! | #REF! | #REF! | #REF! | #REF!
ACEGK
[26 empty] | KCAPCD |  |  |  |  | #REF! | #REF! | #REF! | #REF! | #REF! | #REF! | #REF! | #REF! | #REF! | #REF! | #REF! | #REF! | #REF! | #REF! | #REF! | #REF! | #REF! | #REF! | #REF! | #REF!
[26 empty] | AVAQMD |  |  |  |  | #REF! | #REF! | #REF! | #REF! | #REF! | #REF! | #REF! | #REF! | #REF! | #REF! | #REF! | #REF! | #REF! | #REF! | #REF! | #REF! | #REF! | #REF! | #REF! | #REF!
[26 empty] | SCAQMD |  |  |  |  | #REF! | #REF! | #REF! | #REF! | #REF! | #REF! | #REF! | #REF! | #REF! | #REF! | #REF! | #REF! | #REF! | #REF! | #REF! | #REF! | #REF! | #REF! | #REF! | #REF!
ACEFHK
[26 empty] | KCAPCD |  |  |  |  | #REF! | #REF! | #REF! | #REF! | #REF! | #REF! | #REF! | #REF! | #REF! | #REF! | #REF! | #REF! | #REF! | #REF! | #REF! | #REF! | #REF! | #REF! | #REF! | #REF!
[26 empty] | AVAQMD |  |  |  |  | #REF! | #REF! | #REF! | #REF! | #REF! | #REF! | #REF! | #REF! | #REF! | #REF! | #REF! | #REF! | #REF! | #REF! | #REF! | #REF! | #REF! | #REF! | #REF! | #REF!
[26 empty] | SCAQMD |  |  |  |  | #REF! | #REF! | #REF! | #REF! | #REF! | #REF! | #REF! | #REF! | #REF! | #REF! | #REF! | #REF! | #REF! | #REF! | #REF! | #REF! | #REF! | #REF! | #REF! | #REF!
ACEFIK
[26 empty] | KCAPCD |  |  |  |  | #REF! | #REF! | #REF! | #REF! | #REF! | #REF! | #REF! | #REF! | #REF! | #REF! | #REF! | #REF! | #REF! | #REF! | #REF! | #REF! | #REF! | #REF! | #REF! | #REF!
[26 empty] | AVAQMD |  |  |  |  | #REF! | #REF! | #REF! | #REF! | #REF! | #REF! | #REF! | #REF! | #REF! | #REF! | #REF! | #REF! | #REF! | #REF! | #REF! | #REF! | #REF! | #REF! | #REF! | #REF!
[26 empty] | SCAQMD |  |  |  |  | #REF! | #REF! | #REF! | #REF! | #REF! | #REF! | #REF! | #REF! | #REF! | #REF! | #REF! | #REF! | #REF! | #REF! | #REF! | #REF! | #REF! | #REF! | #REF! | #REF!
ABGK
[26 empty] | KCAPCD |  |  |  |  | #REF! | #REF! | #REF! | #REF! | #REF! | #REF! | #REF! | #REF! | #REF! | #REF! | #REF! | #REF! | #REF! | #REF! | #REF! | #REF! | #REF! | #REF! | #REF! | #REF!
[26 empty] | AVAQMD |  |  |  |  | #REF! | #REF! | #REF! | #REF! | #REF! | #REF! | #REF! | #REF! | #REF! | #REF! | #REF! | #REF! | #REF! | #REF! | #REF! | #REF! | #REF! | #REF! | #REF! | #REF!
[26 empty] | SCAQMD |  |  |  |  | #REF! | #REF! | #REF! | #REF! | #REF! | #REF! | #REF! | #REF! | #REF! | #REF! | #REF! | #REF! | #REF! | #REF! | #REF! | #REF! | #REF! | #REF! | #REF! | #REF!
ABFHK
[26 empty] | KCAPCD |  |  |  |  | #REF! | #REF! | #REF! | #REF! | #REF! | #REF! | #REF! | #REF! | #REF! | #REF! | #REF! | #REF! | #REF! | #REF! | #REF! | #REF! | #REF! | #REF! | #REF! | #REF!
[26 empty] | AVAQMD |  |  |  |  | #REF! | #REF! | #REF! | #REF! | #REF! | #REF! | #REF! | #REF! | #REF! | #REF! | #REF! | #REF! | #REF! | #REF! | #REF! | #REF! | #REF! | #REF! | #REF! | #REF!
[26 empty] | SCAQMD |  |  |  |  | #REF! | #REF! | #REF! | #REF! | #REF! | #REF! | #REF! | #REF! | #REF! | #REF! | #REF! | #REF! | #REF! | #REF! | #REF! | #REF! | #REF! | #REF! | #REF! | #REF!
ABFIK
[26 empty] | KCAPCD |  |  |  |  | #REF! | #REF! | #REF! | #REF! | #REF! | #REF! | #REF! | #REF! | #REF! | #REF! | #REF! | #REF! | #REF! | #REF! | #REF! | #REF! | #REF! | #REF! | #REF! | #REF!
[26 empty] | AVAQMD |  |  |  |  | #REF! | #REF! | #REF! | #REF! | #REF! | #REF! | #REF! | #REF! | #REF! | #REF! | #REF! | #REF! | #REF! | #REF! | #REF! | #REF! | #REF! | #REF! | #REF! | #REF!
[26 empty] | SCAQMD |  |  |  |  | #REF! | #REF! | #REF! | #REF! | #REF! | #REF! | #REF! | #REF! | #REF! | #REF! | #REF! | #REF! | #REF! | #REF! | #REF! | #REF! | #REF! | #REF! | #REF! | #REF!
Construction Phase | Vehicle Class | No. of Daily Workers | Speed | VMT | Emissions, lbs/day
|  | Per Construction Phase | (mph) | (mi/vehicle-day) | CO | NOx | VOCs | SOx | PM10 | PM2.5 | Paved Road Fugitive Dust PM10 | Paved Road Fugitive Dust PM2.5 | CO2 | CH4 | N2O
UG Cable Pulling | Light-Duty Truck, catalyst | 10 | 35 | 80 | 4.8572 | 0.43671 | 0.505 | 0.007268 | 0.085241 | 0.03712 | 0.084386 | 0.034598 | 554.2358 | 0.031705 | 0.057711
Simultaneous Worker Emissions |  |  |  |  | 4.8572 | 0.43671 | 0.505 | 0.007268 | 0.085241 | 0.03712 | 0.084386 | 0.034598 | 554.2358 | 0.031705 | 0.057711

## Summary Unmitigated
Table A-19. Maximum Daily Unmitigated Construction Emissions, Summary
2016 | Maximum Daily Construction Emissions, lbs/day
Source | ROG | CO | NOx | SOx | PM10 | PM2.5
Construction Equipment | 30.3805 | 104.8567 | 176.7325 | 0.38004 | 7.5529 | 6.7221
Construction Truck Trips | 1.0686 | 4.4516 | 18.7037 | 0.046587 | 1.0183 | 0.63327
Worker Trips | 3.131 | 30.1146 | 2.7076 | 0.045061 | 1.0517 | 0.44465
Fugitive Dust (Unmitigated) |  |  |  |  | 150.3199 | 31.5672
Total | 34.58 | 139.4229 | 198.1438 | 0.47168 | 159.9429 | 39.3672
2017 | Maximum Daily Construction Emissions, lbs/day
Source | ROG | CO | NOx | SOx | PM10 | PM2.5
Construction Equipment | 14.0632 | 50.5744 | 103.563 | 0.21703 | 3.7747 | 3.3595
Construction Truck Trips | 0.097633 | 0.43286 | 0.79911 | 0.0060227 | 0.17526 | 0.10843
Worker Trips | 1.9695 | 18.9431 | 1.7032 | 0.028345 | 0.66154 | 0.2797
Total | 16.1303 | 69.9503 | 106.0652 | 0.2514 | 4.6115 | 3.7476

## Summary Mitigated
Table A-20. Maximum Daily Mitigated Construction Emissions, Summary
2016 | Maximum Daily Construction Emissions, lbs/day
Source | ROG | CO | NOx | SOx | PM10 | PM2.5
Construction Equipment | 30.3805 | 104.8567 | 176.7325 | 0.38004 | 7.5529 | 6.7221
Construction Truck Trips | 1.0686 | 4.4516 | 18.7037 | 0.046587 | 1.0183 | 0.63327
Worker Trips | 3.131 | 30.1146 | 2.7076 | 0.045061 | 1.0517 | 0.44465
Fugitive Dust (Unmitigated) |  |  |  |  | 8.9522 | 1.88
Total | 34.58 | 139.4229 | 198.1438 | 0.47168 | 18.5752 | 9.68
2017 | Maximum Daily Construction Emissions, lbs/day
Source | ROG | CO | NOx | SOx | PM10 | PM2.5
Construction Equipment | 14.0632 | 50.5744 | 103.563 | 0.21703 | 3.7747 | 3.3595
Construction Truck Trips | 0.097633 | 0.43286 | 0.79911 | 0.0060227 | 0.17526 | 0.10843
Worker Trips | 1.9695 | 18.9431 | 1.7032 | 0.028345 | 0.66154 | 0.2797
Total | 16.1303 | 69.9503 | 106.0652 | 0.2514 | 4.6115 | 3.7476

## Fugitive Dust SC Substation
Table A-21. Maximum Daily Construction Emissions, Fugitive Dust
Salt Creek Substation
Site and Access Road Grading
Grading - Bulldozer Operations
Emission factor from SCAQMD CEQA Air Quality Handbook, Table A9-9-F
E = ([0.45 x ({[G]^1.5}/{[H]^1.4})] x I) x J
where
G = silt content of material in percent, assumed to be 7.5%
Assume H = 2.0% moisture - unmitigated
Assume H = 15.0% moisture - watering 3 times daily
I = 2.2046 lb/kg
J = hours of bulldozing operations, based on construction scenario, 8 hrs/day for 75 days
| Unmitigated | Mitigated
E = ([0.45 x ({[G]^1.5}/{[H]^1.4})] x I) x J = | 61.7707 | 3.6787 | lbs/day
| 2.3164 | 0.13795 | total tons
Earthmoving - Material Handling
Emission Factor from SCAQMD CEQA Air Quality Handbook, Table A9-9-G
E = [0.00112 x ({[G/5]^1.3/}/{[H/2]^1.4})] x [I/J]
where
G = Mean wind speed in miles per hour
H = Moisture content of surface material
I = Pounds of overburden handled per day
J = lbs/ton, 2000
For the Salt Creek Substation, assume 12 miles per hour daily maximum wind speed
Assume H = 2.0% moisture - unmitigated
Assume H = 15.0% moisture - watering 3 times daily
I = 95,000 cubic yards x 1600 lbs/cubic yard = 152,000,000 lbs
Assume earthmoving occurs over 30 days, maximum per day could be 10 x daily average
| Unmitigated | Mitigated
E = [0.00112 x ({[G/5]^1.3/}/{[H/2]^1.4})] x [I/J] = | 88.5493 | 5.2735 | lbs/day
| 0.0079103 | 0.0079103 | total tons
Storm Drain
Earthmoving - Material Handling
Emission Factor from SCAQMD CEQA Air Quality Handbook, Table A9-9-G
E = [0.00112 x ({[G/5]^1.3/}/{[H/2]^1.4})] x [I/J]
where
G = Mean wind speed in miles per hour
H = Moisture content of surface material
I = Pounds of overburden handled per day
J = lbs/ton, 2000
For the Salt Creek Substation, assume 12 miles per hour daily maximum wind speed
Assume H = 2.0% moisture - unmitigated
Assume H = 15.0% moisture - watering 3 times daily
I = 2,000 cubic yards x 1600 lbs/cubic yard = 3,200,000 lbs
Assume earthmoving occurs over 30 days, maximum per day could be 10 x daily average
| Unmitigated | Mitigated
E = [0.00112 x ({[G/5]^1.3/}/{[H/2]^1.4})] x [I/J] = | 1.8642 | 0.11102 | lbs/day
| 0.0027963 | 0.00016653 | total tons
Substation CMU Wall
Earthmoving - Material Handling
Emission Factor from SCAQMD CEQA Air Quality Handbook, Table A9-9-G
E = [0.00112 x ({[G/5]^1.3/}/{[H/2]^1.4})] x [I/J]
where
G = Mean wind speed in miles per hour
H = Moisture content of surface material
I = Pounds of overburden handled per day
J = lbs/ton, 2000
For the Salt Creek Substation, assume 12 miles per hour daily maximum wind speed
Assume H = 2.0% moisture - unmitigated
Assume H = 15.0% moisture - watering 3 times daily
I = 665 cubic yards x 1600 lbs/cubic yard = 800,000 lbs
Assume earthmoving occurs over 30 days, maximum per day could be 10 x daily average
| Unmitigated | Mitigated
E = [0.00112 x ({[G/5]^1.3/}/{[H/2]^1.4})] x [I/J] = | 0.61984 | 0.036915 | lbs/day
| 0.00092977 | 5.5372e-05 | total tons

## Offroad Tiers EF (2)
Table A-22. ARB and USEPA Off-Road Compression-Ignition (Diesel) Engine Standards (NMHC+NOx/CO/PM in g/bhp-hr). When ARB and USEPA standards differ, the standards shown here represent the more stringent of the two. | [22 empty] | TIER 2 Emission Factors | [5 empty] | TIER 3 Emission Factors | [5 empty] | Composite Emission Factors - 70% Tier 2, 30% Tier 3 |  |  | % reduction from TIER 2 to TIER 3
[23 empty] | NOx |  | CO |  | PM |  | NOx |  | CO |  | PM |  | NOx | CO | PM | NOx | CO | PM
Maximum horsepower | 1995 | 1996 | 1997 | 1998 | 1999 | 2000 | 2001 | 2002 | 2003 | 2004 | 2005 | 2006 | 2007 | 2008 | 2009 | 2010 | 2011 | 2012 | 2013 | 2014 | 2015+ | Maximum horsepower | g/bhp-hr | lb/bhp-hr | g/bhp-hr | lb/bhp-hr | g/bhp-hr | lb/bhp-hr | g/bhp-hr | lb/bhp-hr | g/bhp-hr | lb/bhp-hr | g/bhp-hr | lb/bhp-hr | lb/bhp-hr | lb/bhp-hr | lb/bhp-hr
<11 | 1995: See Table 2 footnote (a); 2000: 7.8 / 6.0 / 0.75; 2005: 5.6 / 6.0 / 0.6; 2008: 5.6 / 6.0 / 0.30a | <11 | 5.32 | 0.011728 | 6 | 0.013228 | 0.6 | 0.0013228 | 5.32 | 0.011728 | 6 | 0.013228 | 0.6 | 0.0013228 | 0.011728 | 0.013228 | 0.0013228 | 0% | 0% | 0%
11hp<25 | 2000: 7.1 / 4.9 / 0.60; 2005: 5.6 / 4.9 / 0.60; 2008: 5.6 / 4.9 / 0.30 | 11hp<25 | 5.32 | 0.011728 | 4.9 | 0.010802 | 0.6 | 0.0013228 | 5.32 | 0.011728 | 4.9 | 0.010802 | 0.6 | 0.0013228 | 0.011728 | 0.010802 | 0.0013228 | 0% | 0% | 0%
25hp<50 | 1995: -; 2000: 7.1 /4.1 / 0.60; 2004: 5.6 / 4.1 / 0.45; 2008: 5.6 / 4.1 / 0.22; 2013: 3.5 / 4.1 / 0.02 | 25hp<50 | 5.32 | 0.011728 | 4.1 | 0.0090388 | 0.45 | 0.00099206 | 5.32 | 0.011728 | 4.1 | 0.0090388 | 0.45 | 0.00099206 | 0.011728 | 0.0090388 | 0.00099206 | 0% | 0% | 0%
50hp< 75 | 2004: 5.6 / 3.7 / 0.30; 2008: 3.5 / 3.7 / 0.22c; 2013: 3.5 / 3.7 / 0.02c | 50hp< 75 | 5.32 | 0.011728 | 3.7 | 0.008157 | 0.3 | 0.00066138 | 5.32 | 0.011728 | 3.7 | 0.008157 | 0.3 | 0.00066138 | 0.011728 | 0.008157 | 0.00066138 | 0% | 0% | 0%
75hp<100 | 2000: - / 6.9 / - / - b; 2008: 3.5 / 3.7 / 0.30; 2012: 0.14 / 2.5 / 3.7 / 0.015b,d; 2015+: 0.14 / 0.30 / 3.7 / 0.015b | 75hp<100 | 5.32 | 0.011728 | 3.7 | 0.008157 | 0.3 | 0.00066138 | 3.325 | 0.0073302 | 3.7 | 0.008157 | 0.3 | 0.00066138 | 0.010409 | 0.008157 | 0.00066138 | 37.5% | 0% | 0%
100hp<175 | 2003: 4.9 / 3.7 / 0.22; 2007: 3.0 / 3.7 / 0.22 | 100hp<175 | 4.655 | 0.010262 | 3.7 | 0.008157 | 0.22 | 0.00048501 | 2.85 | 0.0062831 | 3.7 | 0.008157 | 0.22 | 0.00048501 | 0.0090686 | 0.008157 | 0.00048501 | 38.78% | 0% | 0%
175hp<300 | 2003: 4.9 / 2.6 / 0.15; 2006: 3.0 / 2.6 / 0.15e; 2011: 0.14 / 1.5 / 2.6 / 0.015b,d; 2015+: 0.14 / 0.30 / 2.2 / 0.015b | 175hp<300 | 4.655 | 0.010262 | 2.6 | 0.0057319 | 0.15 | 0.00033069 | 2.85 | 0.0062831 | 2.6 | 0.0057319 | 0.15 | 0.00033069 | 0.0090686 | 0.0057319 | 0.00033069 | 38.78% | 0% | 0%
300hp<600 | 1995: -; 1998: 1.0 / 6.9 / 8.5 / 0.40b; 2003: 4.8 / 2.6 / 0.15 | 300hp<600 | 4.56 | 0.010053 | 2.6 | 0.0057319 | 0.15 | 0.00033069 | 2.85 | 0.0062831 | 2.6 | 0.0057319 | 0.15 | 0.00033069 | 0.008922 | 0.0057319 | 0.00033069 | 37.5% | 0% | 0%
600hp750 | [21 empty] | 600hp750 | 4.56 | 0.010053 | 2.6 | 0.0057319 | 0.15 | 0.00033069 | 2.85 | 0.0062831 | 2.6 | 0.0057319 | 0.15 | 0.00033069 | 0.008922 | 0.0057319 | 0.00033069 | 37.5% | 0% | 0% | bar: 1996 to 2005; 2014 to 2015+
Mobile Machines > 750hp | 1995: -; 2000: 1.0 / 6.9 / 8.5 / 0.40b; 2006: 4.8 / 2.6 / 0.15; 2011: 0.30 / 2.6 / 2.6 / 0.07b; 2015+: 0.14 / 2.6 / 2.6 / 0.03b | Mobile Machines > 750hp | 4.56 | 0.010053 | 2.6 | 0.0057319 | 0.15 | 0.00033069 | 4.56 | 0.010053 | 2.6 | 0.0057319 | 0.15 | 0.00033069 | 0.010053 | 0.0057319 | 0.00033069 | 0% | 0% | 0%
[23 empty] | 4.56 | 0.010053 | 2.6 | 0.0057319 | 0.15 | 0.00033069 | 4.56 | 0.010053 | 2.6 | 0.0057319 | 0.15 | 0.00033069 | 0.010053 | 0.0057319 | 0.00033069 | 0% | 0% | 0%
750hp<GEN 1200hp | 2015+: 0.14 / 0.50 / 2.6 / 0.02b | 750hp<GEN 1200hp | 4.56 | 0.010053 | 2.6 | 0.0057319 | 0.15 | 0.00033069 | 4.56 | 0.010053 | 2.6 | 0.0057319 | 0.15 | 0.00033069 | 0.010053 | 0.0057319 | 0.00033069 | 0% | 0% | 0%
GEN>1200 hp | 2011: 0.30 / 0.50 / 2.6 / 0.07b | GEN>1200 hp | 4.56 | 0.010053 | 2.6 | 0.0057319 | 0.15 | 0.00033069 | 4.56 | 0.010053 | 2.6 | 0.0057319 | 0.15 | 0.00033069 | 0.010053 | 0.0057319 | 0.00033069 | 0% | 0% | 0%
a) The PM standard for hand-start, air cooled, direct injection engines below 11 hp may be delayed until 2010 and be set at 0.45 g/bhp-hr.
b) Standards given are NMHC/NOx/CO/PM in g/bhp-hr.
c) Engine families in this power category may alternately meet Tier 3 PM standards (0.30 g/bhp-hr) from 2008-2011 in exchange for introducing final PM standards in 2012.
d) The implementation schedule shown is the three-year alternate NOx approach. Other schedules are available.
e) Certain manufacturers have agreed to comply with these standards by 2005.
| 2000: : Tier 1; 2004: : Tier 2; 2008: : Tier 3; 2013: : Tier 4 Interim / Final |  |  | : Tier 2 |  |  |  | : Tier 3

## Offroad Tiers LF
Table A-23. PSR Offroad Load Factors
Used in conjunction with Tier 2-3 emission factors.
Source: mailout MSC99-32, http://www.arb.ca.gov/msei/onroad/downloads/pubs/mo9932.zip (4/2/2009)
Category | Equipment | Load
Commercial | Air Compressor | 0.48
| Generators | 0.74
| Pressure Washer | 0.3
| Pumps | 0.74
| Welders | 0.45
| Manlift | 0.46
Construction | Drill Rig | 0.75
| Concrete Saw | 0.73
| Crane | 0.43
| Crawler Tractor | 0.64
| Crushing/Proc. Equipment | 0.78
| Excavator | 0.57
| Excavator w/ Breaker | 0.57
| Excavator/Drill | 0.57
| Road Grader/Blade | 0.61
| Off-Highway Tractor | 0.65
| Dump/Haul Truck | 0.57
| Water Truck | 0.57
| Cable Dolly | 0.62
| Paver | 0.62
| Paving Equipment | 0.53
| Compactor | 0.56
| Fork Lift | 0.6
| Bulldozer | 0.59
| Backhoe - Rubber tire | 0.54
| Scraper | 0.72
| Signal Board | 0.78
| Backhoe, loader, skid steer | 0.55
| Skid Steer Loader | 0.55
| Skid Steer / Skip Loader | 0.55
| Surfacing Equipment | 0.45
Street Sweeper
| Backhoe | 0.55
| Loader | 0.55
| Trencher/Ditch Witch | 0.75
Air Compressor
Mechanic Truck
Subtotal
Salt Creek Substation - Substation General Construction
Air Compressor
Mechanic Truck
Subtotal
Salt Creek Substation - Laydown Yard Preparation
Concrete Truck
Dump/Haul Truck
Dump/Haul Truck
Bulldozer
Loader
Concrete Saw
Water Truck
Subtotal
Salt Creek Substation - Demolition
Bulldozer
Road Grader/Blade
Excavator
Excavator w/ Breaker
Loader
Skid Steer Loader
Backhoe - Rubber tire
Water Truck
Dump/Haul Truck
Subtotal
Salt Creek Substation Site Access and Grading
Bulldozer
Road Grader/Blade
Scraper
Compactor
Backhoe, loader, skid steer
Water Truck
Street Sweeper
Dump/Haul Truck
Generators
Subtotal
Salt Creek Substation Access Road Retaining Walls
Bulldozer
Road Grader/Blade
Scraper
Compactor
Loader
Backhoe
Water Truck
Dump/Haul Truck
Excavator / Drill
Generators
Subtotal
Subtotal, Simultaneous Daily Emissions, Site Access and Grading plus Retaining Walls
Salt Creek Substation Storm Drain System and Erosion Control
Compactor
Loader
Water Truck
Dump/Haul Truck
Excavator
Generators
Subtotal
Salt Creek Substation Public Improvements and Access Road Paving
Skid Steer / Skip Loader
Road Grader/Blade
Backhoe Loader
Water Truck
Dump/Haul Truck
Generators
Subtotal
Salt Creek Substation CMU Wall
Fork Lift
Concrete Truck
Compactor
Trencher/Ditch Witch
Water Truck
Dump/Haul Truck
Excavator/Drill
Generators
Subtotal
Salt Creek Substation Below Grade Construction
Concrete Truck
Backhoe
Fork Lift/Skid Steer Loader
Trencher/Ditch Witch
Loader
Water Truck
Handheld Compactor
Dump/Haul Truck
Generators
Subtotal
Salt Creek Substation Wiring
Wiring Truck
Subtotal
Telecom
Pickup Truck
Subtotal
Salt Creek Substation Above Grade Construction
Manlift
Crane
Boom Truck
Fork Lift/Skid Steer Loader
Cable Dolly
100 hp Oil Processing Truck
2-ton Flatbed Truck
Boom Truck with Trailer
Subtotal
Relay Testing
Relay/Telecommunications Van
Subtotal
Salt Creek Eneregization
Relay/Telecommunications Van
Subtotal
69 kV Substation Cutover
Relay/Telecommunications Van
Subtotal
TOTAL