## Sheet3 (hidden)
# | Project | Present Value
|  | Updated | Original | Delta
1 | Alberhill System Project | 449.1135 | 467.28 | 3.888%
2 | Tie to SDG&E | 383.0032 | 359.15 | -6.642%
3 | Tie between VS and VN+VS+EC | 455.5076 | 378.59 | -20.32%
4 | ES at Pechanga | 604.8153 | 216.52 | -179.3%
5 | ES at Pechanga + Mira Loma Tap | 605.2969 | 454.67 | -33.13%

## Summary
Summary of Cost-Benefit analysis
($ millions)
# | Project | Total Nominal Capital Cost | Present Value of Revenue Requirement | Benefit($M) | Benefit-Cost Ratio | # | Project | Cost-Benefit Ratio
1 | Alberhill System Project | 545 | 545 | 6062.5796 | 11.124 | 8 | Mira Loma | 0.081745
2 | SDG&E | 540 | 469 | 2939.1218 | 6.2668 | 1 | Alberhill System Project | 0.089896
3 | Valley South to Valley North to Vista | 285 | 270 | 1988.2245 | 7.3638 | 13 | Valley South to Valley North | 0.09495
4 | Centralized BESS in Valley South | 1474 | 575 | 3633.3021 | 6.3188 | 6 | Valley South to Valley North and Distributed BESS in Valley South | 0.099904
5 | Mira Loma and Centralized BESS in Valley South | 1358 | 571 | 3740.3439 | 6.5505 | 12 | SDG&E and Centralized BESS in Valley South | 0.12782
6 | Valley South to Valley North and Distributed BESS in Valley South | 295 | 201 | 2011.9399 | 10.0097 | 3 | Valley South to Valley North to Vista | 0.1358
7 | Menifee | 358 | 315 | 2262.256 | 7.1818 | 11 | Valley South to Valley North to Vista and Centralized BESS in Valley South | 0.136
8 | Mira Loma | 328 | 290 | 3547.6046 | 12.2331 | 7 | Menifee | 0.13924
9 | SCE Orange County | 951 | 806 | 5095.2404 | 6.3216 | 9 | SCE Orange County | 0.15819
10 | Valley South to Valley North and Centralized BESS in Valley South and Valley North | 1139 | 358 | 2149.3892 | 6.0039 | 5 | Mira Loma and Centralized BESS in Valley South | 0.15266
11 | Valley South to Valley North to Vista and Centralized BESS in Valley South | 470 | 291 | 2139.7383 | 7.3531 | 2 | SDG&E | 0.15957
12 | SDG&E and Centralized BESS in Valley South | 923 | 559 | 4373.2536 | 7.8234 | 10 | Valley South to Valley North and Centralized BESS in Valley South and Valley North | 0.16656
13 | Valley South to Valley North | 190 | 185 | 1948.3974 | 10.5319 | 4 | Centralized BESS in Valley South | 0.15826
Note on A3: In this spreadsheet all relevant benefits associated with project savings have been monetized and alternatives are ranked using their Cost-to-Benefit ratio performance.

## Incr. C-B Reliability Indices
Incremental Cost-Benefit analysis taking into consideration Non-Monetized Benefits of reliability indices.
# | Project | Present Value | Aggregate | [25 empty] | For Calculations only
0 | Baseline | 0 | 0 | [25 empty] | Category |  |  |  | NPV of benefits between Project and Baseline | NPV of Project Performance
13 | Valley South to Valley North | 185 | 190 | [25 empty] | N-1 | EENS | 1 | N-1 EENS 1 | 2942.7423 | 111.3457
6 | Valley South to Valley North and Distributed BESS in Valley South | 201 | 295 | [25 empty] | N-1 | IP | 1 | N-1 IP 1 | 132.9174 | 20.7749
3 | Valley South to Valley North to Vista | 270 | 285 | [25 empty] | N-1 | SAIDI | 1 | N-1 SAIDI 1 | 155.8585 | 3.52
8 | Mira Loma | 290 | 328 | [25 empty] | N-1 | SAIFI | 1 | N-1 SAIFI 1 | 2.3432 | 0.28202
11 | Valley South to Valley North to Vista and Centralized BESS in Valley South | 291 | 470 | [25 empty] | N-1 | PFD | 1 | N-1 PFD 1 | 420.6075 | 10.5877
7 | Menifee | 315 | 358 | [25 empty] | N-1 | Available Flex-1 | 1 | N-1 Available Flex-1 1 | 179220.4758 | 0
10 | Valley South to Valley North and Centralized BESS in Valley South and Valley North | 358 | 1139 | [25 empty] | N-1 | Available Flex-2-1 | 1 | N-1 Available Flex-2-1 1 | 1797044.0534 | 101395.1922
2 | SDG&E | 469 | 540 | [25 empty] | N-1 | Available Flex-2-2 | 1 | N-1 Available Flex-2-2 1 | 786730.297 | 56.0028
1 | Alberhill System Project | 545 | 545 | [25 empty] | N-0 | EENS | 1 | N-0 EENS 1 | 8657.0563 | 0.48894
12 | SDG&E and Centralized BESS in Valley South | 559 | 923 | [25 empty] | N-0 | IP | 1 | N-0 IP 1 | 852.7429 | 0.30966
5 | Mira Loma and Centralized BESS in Valley South | 571 | 1358 | [25 empty] | N-0 | SAIDI | 1 | N-0 SAIDI 1 | 404.2284 | 0.0033896
4 | Centralized BESS in Valley South | 575 | 1474 | [25 empty] | N-0 | SAIFI | 1 | N-0 SAIFI 1 | 9.2123 | 0.0016948
9 | SCE Orange County | 806 | 951 | [25 empty] | N-0 | PFD | 1 | N-0 PFD 1 | 146.4666 | 0.32596
[29 empty] | N-1 | EENS | 2 | N-1 EENS 2 | 3054.0879 | 0
[29 empty] | N-1 | IP | 2 | N-1 IP 2 | 153.6922 | 0
Present Value of Benefits by Project | [28 empty] | N-1 | SAIDI | 2 | N-1 SAIDI 2 | 159.3784 | 0
|  | Alberhill System Project | SDG&E | Valley South to Valley North to Vista | Centralized BESS in Valley South | Mira Loma and Centralized BESS in Valley South | Valley South to Valley North and Distributed BESS in Valley South | Menifee | Mira Loma | SCE Orange County | Valley South to Valley North and Centralized BESS in Valley South and Valley North | Valley South to Valley North to Vista and Centralized BESS in Valley South | SDG&E and Centralized BESS in Valley South | Valley South to Valley North | [14 empty] | N-1 | SAIFI | 2 | N-1 SAIFI 2 | 2.6253 | 0
Category |  | 1 | 2 | 3 | 4 | 5 | 6 | 7 | 8 | 9 | 10 | 11 | 12 | 13 | [14 empty] | N-1 | PFD | 2 | N-1 PFD 2 | 431.1952 | 0
N-1 | EENS | 2942.7423 | 3054.0879 | 399.5241 | 3054.0879 | 2518.115 | 602.3896 | 409.0988 | 1152.6508 | 2501.7409 | 673.1616 | 673.1616 | 3054.0879 | 399.5241 | [14 empty] | N-1 | Available Flex-1 | 2 | N-1 Available Flex-1 2 | 77819.4431 | 101401.0327
N-1 | IP | 132.9174 | 153.6922 | -35.0739 | 153.6922 | 77.1932 | -33.7457 | -37.6332 | 30.1081 | 105.0604 | -30.523 | -30.523 | 153.6922 | -35.0739 | [14 empty] | N-1 | Available Flex-2-1 | 2 | N-1 Available Flex-2-1 2 | 1279733.5229 | 618705.7226
N-1 | SAIDI | 155.8585 | 159.3784 | 14.3046 | 159.3784 | 142.126 | 43.4662 | 13.4738 | 89.1797 | 149.3613 | 52.6094 | 52.6094 | 159.3784 | 14.3046 | [14 empty] | N-1 | Available Flex-2-2 | 2 | N-1 Available Flex-2-2 2 | 581863.9462 | 204922.3536
N-1 | SAIFI | 2.3432 | 2.6253 | 0.17509 | 2.6253 | 2.0722 | 0.35543 | -0.16639 | 0.74193 | 1.9809 | 0.42183 | 0.42183 | 2.6253 | 0.17509 | [14 empty] | N-0 | EENS | 2 | N-0 EENS 2 | 8556.9066 | 100.6387
N-1 | PFD | 420.6075 | 431.1952 | 266.9561 | 431.1952 | 333.3525 | 264.92 | 267.5485 | 325.894 | 397.9888 | 270.8769 | 270.8769 | 431.1952 | 266.9561 | [14 empty] | N-0 | IP | 2 | N-0 IP 2 | 819.4536 | 33.599
N-1 | Available Flex-1 | 179220.4758 | 77819.4431 | 53918.1361 | 117755.8292 | 111146.9581 | 55521.6046 | 54114.1799 | 107491.5645 | 151761.0482 | 57953.5677 | 57953.5677 | 128484.6874 | 53918.1361 | [14 empty] | N-0 | SAIDI | 2 | N-0 SAIDI 2 | 403.7745 | 0.45724
N-1 | Available Flex-2-1 | 1797044.0534 | 1279733.5229 | 0 | 0 | 502763.6315 | 0 | 1139100.4622 | 502763.6315 | 1304466.2242 | 0 | 0 | 1279733.5229 | 0 | [14 empty] | N-0 | SAIFI | 2 | N-0 SAIFI 2 | 9.1265 | 0.087472
N-1 | Available Flex-2-2 | 786730.297 | 581863.9462 | 528219.7822 | 8307.2206 | 496841.4232 | 528219.7822 | 528219.7822 | 496777.8675 | 616637.4046 | 528242.2579 | 528242.2579 | 581863.9462 | 528219.7822 | [14 empty] | N-0 | PFD | 2 | N-0 PFD 2 | 142.6944 | 4.0982
N-0 | EENS | 8657.0563 | 8556.9066 | 8396.7464 | 8657.5453 | 8657.5453 | 7544.6533 | 8626.6104 | 6756.1081 | 8557.6474 | 8657.5453 | 8428.6492 | 8657.5453 | 7513.0403 | [14 empty] | N-1 | EENS | 3 | N-1 EENS 3 | 399.5241 | 2654.5638
N-0 | IP | 852.7429 | 819.4536 | 806.8719 | 853.0526 | 853.0526 | 784.7713 | 841.7995 | 596.6983 | 819.4663 | 853.0526 | 817.2839 | 853.0526 | 766.2131 | [14 empty] | N-1 | IP | 3 | N-1 IP 3 | -35.0739 | 188.7661
N-0 | SAIDI | 404.2284 | 403.7745 | 403.6345 | 404.2317 | 404.2317 | 366.2974 | 403.9678 | 374.9873 | 402.9458 | 404.2317 | 404.1208 | 404.2317 | 354.8051 | [14 empty] | N-1 | SAIDI | 3 | N-1 SAIDI 3 | 14.3046 | 145.0738
N-0 | SAIFI | 9.2123 | 9.1265 | 9.1857 | 9.214 | 9.214 | 8.0533 | 9.1798 | 7.8147 | 9.1035 | 9.214 | 9.2 | 9.214 | 7.9806 | [14 empty] | N-1 | SAIFI | 3 | N-1 SAIFI 3 | 0.17509 | 2.4502
N-0 | PFD | 146.4666 | 142.6944 | 138.236 | 146.7926 | 146.7926 | 119.9939 | 145.4189 | 111.0942 | 142.7871 | 146.7926 | 139.7493 | 146.7926 | 117.4777 | [14 empty] | N-1 | PFD | 3 | N-1 PFD 3 | 266.9561 | 164.2391
[29 empty] | N-1 | Available Flex-1 | 3 | N-1 Available Flex-1 3 | 53918.1361 | 125302.3397
Ranking of Projects by Cost | [28 empty] | N-1 | Available Flex-2-1 | 3 | N-1 Available Flex-2-1 3 | 0 | 1898439.2456
[29 empty] | N-1 | Available Flex-2-2 | 3 | N-1 Available Flex-2-2 3 | 528219.7822 | 258566.5176
Category |  | 0 | 13 | 6 | 3 | 8 | 11 | 7 | 10 | 2 | 1 | 12 | 5 | 4 | 9 | [13 empty] | N-0 | EENS | 3 | N-0 EENS 3 | 8396.7464 | 228.8961
[29 empty] | N-0 | IP | 3 | N-0 IP 3 | 806.8719 | 46.1807
[29 empty] | N-0 | SAIDI | 3 | N-0 SAIDI 3 | 403.6345 | 0.59725
Category |  | 1: Alternative selection | [13 empty] | Preferred Trend | N-0 | SAIFI | 3 | N-0 SAIFI 3 | 9.1857 | 0.028263
|  | 1: 0 --> 13; 3: 13 --> 6; 5: 6 --> 3; 7: 6 --> 8; 9: 8 --> 11; 11: 8 --> 7; 13: 8 --> 10 |  | 8 --> 2 |  | 8 --> 1 |  | 1 --> 12 |  | 1 --> 5 |  | 1 --> 4 |  | 1 --> 9 |  |  | N-0 | PFD | 3 | N-0 PFD 3 | 138.236 | 8.5566
|  | 0 | 13 | 13 | 6 | 6 | 3 | 6 | 8 | 8 | 11 | 8 | 7 | 8 | 10 | 8 | 2 | 8 | 1 | 1 | 12 | 1 | 5 | 1 | 4 | 1 | 9 |  | N-1 | EENS | 4 | N-1 EENS 4 | 3054.0879 | 0
N-1 | EENS | 1: -2.1596; 3: -12.6791; 5: 2.9401; 7: -6.1827; 9: 479.4892; 11: 29.7421; 13: 7.0513 |  | -10.6226 |  | -7.02 |  | -7.9533 |  | 16.3318 |  | -3.7115 |  | 1.6897 |  | ↓ | N-1 | IP | 4 | N-1 IP 4 | 153.6922 | 0
N-1 | IP | 1: 0.18959; 3: -0.08301; 5: 0.019249; 7: -0.71746; 9: 60.6311; 11: 2.7097; 13: 0.89163 |  | -0.69041 |  | -0.40317 |  | -1.4839 |  | 2.1432 |  | -0.6925 |  | 0.10673 |  | ↓ | N-1 | SAIDI | 4 | N-1 SAIDI 4 | 159.3784 | 0
N-1 | SAIDI | 1: -0.077322; 3: -1.8226; 5: 0.42263; 7: -0.51363; 9: 36.5703; 11: 3.0282; 13: 0.5378 |  | -0.39217 |  | -0.26149 |  | -0.25143 |  | 0.52817 |  | -0.11733 |  | 0.024893 |  | ↓ | N-1 | SAIFI | 4 | N-1 SAIFI 4 | 2.6253 | 0
N-1 | SAIFI | 1: -0.00094643; 3: -0.011271; 5: 0.0026136; 7: -0.0043428; 9: 0.3201; 11: 0.036333; 13: 0.0047074 |  | -0.010521 |  | -0.0062797 |  | -0.020145 |  | 0.010426 |  | -0.0094008 |  | 0.0013881 |  | ↓ | N-1 | PFD | 4 | N-1 PFD 4 | 431.1952 | 0
N-1 | PFD | 1: -1.443; 3: 0.12726; 5: -0.029509; 7: -0.6851; 9: 55.0171; 11: 2.3338; 13: 0.80907 |  | -0.58827 |  | -0.37143 |  | -0.75627 |  | 3.356 |  | -0.35292 |  | 0.086662 |  | ↓ | N-1 | Available Flex-1 | 4 | N-1 Available Flex-1 4 | 117755.8292 | 61464.6466
N-1 | Available Flex-1 | 1: -291.4494; 3: -100.2168; 5: 23.2387; 7: -583.9321; 9: 49537.9967; 11: 2135.0954; 13: 728.5 |  | 165.766 |  | -281.2898 |  | 3623.9849 |  | 2618.2122 |  | 2048.8216 |  | 105.2085 |  | ↓ | N-1 | Available Flex-2-1 | 4 | N-1 Available Flex-2-1 4 | 0 | 1898439.2456
N-1 | Available Flex-2-1 | 1: 0; 3: 0; 5: 0; 7: -5649.0296; 9: 502763.6315; 11: -25453.4732; 13: 7393.5828 |  | -4340.6139 |  | -5075.6095 |  | 36950.7522 |  | 49780.0162 |  | 59901.4684 |  | 1887.2714 |  | ↓ | N-1 | Available Flex-2-2 | 4 | N-1 Available Flex-2-2 4 | 8307.2206 | 778479.0792
N-1 | Available Flex-2-2 | 1: -2855.2421; 3: 0; 5: 0; 7: 353.2799; 9: -31464.3903; 11: -1257.6766; 13: -462.7116 |  | -475.3412 |  | -1137.0684 |  | 14633.3108 |  | 11149.5721 |  | 25947.4359 |  | 651.6969 |  | ↓ | N-0 | EENS | 4 | N-0 EENS 4 | 8657.5453 | 0
N-0 | EENS | 1: -40.7835; 3: 0; 5: -12.8073; 7: 3.324; 9: -1103.774; 11: -55.1; 13: -20.7123 |  | -7.3061 |  | -5.5214 |  | -0.034924 |  | -0.018805 |  | -0.016298 |  | 0.38088 |  | ↓ | N-0 | IP | 4 | N-0 IP 4 | 853.0526 | 0
N-0 | IP | 1: -4.1417; 3: -1.1599; 5: -0.3203; 7: 2.1132; 9: -220.5856; 11: -9.804; 13: -3.7699 |  | -1.2444 |  | -1.0041 |  | -0.022119 |  | -0.01191 |  | -0.010322 |  | 0.1275 |  | ↓ | N-0 | SAIDI | 4 | N-0 SAIDI 4 | 404.2317 | 0
N-0 | SAIDI | 1: -1.9179; 3: -0.71827; 5: -0.54112; 7: -0.097639; 9: -29.1335; 11: -1.1592; 13: -0.43007 |  | -0.16082 |  | -0.11467 |  | -0.00024211 |  | -0.00013037 |  | -0.00011299 |  | 0.0049141 |  | ↓ | N-0 | SAIFI | 4 | N-0 SAIFI 4 | 9.214 | 0
N-0 | SAIFI | 1: -0.043138; 3: -0.0045441; 5: -0.016411; 7: 0.0026816; 9: -1.3854; 11: -0.054606; 13: -0.020578 |  | -0.0073287 |  | -0.0054808 |  | -0.00012106 |  | -6.5184e-05 |  | -5.6493e-05 |  | 0.00041666 |  | ↓ | N-0 | PFD | 4 | N-0 PFD 4 | 146.7926 | 0
N-0 | PFD | 1: -0.63501; 3: -0.15727; 5: -0.26438; 7: 0.099997; 9: -28.6551; 11: -1.373; 13: -0.52498 |  | -0.17654 |  | -0.13872 |  | -0.023283 |  | -0.012537 |  | -0.010865 |  | 0.014098 |  | ↓ | N-1 | EENS | 5 | N-1 EENS 5 | 2518.115 | 535.9729
Decision to move forward (Y/N) | [15 empty] | N |  | Y |  | N |  | N |  | N |  | N |  |  | N-1 | IP | 5 | N-1 IP 5 | 77.1932 | 76.4991 | bar: 1; 3; 5; 7; 9; 11; 13
[29 empty] | N-1 | SAIDI | 5 | N-1 SAIDI 5 | 142.126 | 17.2525
[29 empty] | N-1 | SAIFI | 5 | N-1 SAIFI 5 | 2.0722 | 0.55311
Category |  | 1: Baseline - Alberhill | [14 empty] | N-1 | PFD | 5 | N-1 PFD 5 | 333.3525 | 97.8427
|  | 1: 0 --> 1 | [14 empty] | N-1 | Available Flex-1 | 5 | N-1 Available Flex-1 5 | 111146.9581 | 68073.5177
|  | 1: 0; 2: 1 | [14 empty] | N-1 | Available Flex-2-1 | 5 | N-1 Available Flex-2-1 5 | 502763.6315 | 1395675.6141
N-1 | EENS | 1: -5.3995 | [14 empty] | N-1 | Available Flex-2-2 | 5 | N-1 Available Flex-2-2 5 | 496841.4232 | 289944.8766
N-1 | IP | 1: -0.24389 | [14 empty] | N-0 | EENS | 5 | N-0 EENS 5 | 8657.5453 | 0
N-1 | SAIDI | 1: -0.28598 | [14 empty] | N-0 | IP | 5 | N-0 IP 5 | 853.0526 | 0
N-1 | SAIFI | 1: -0.0042995 | [14 empty] | N-0 | SAIDI | 5 | N-0 SAIDI 5 | 404.2317 | 0
N-1 | PFD | 1: -0.77176 | [14 empty] | N-0 | SAIFI | 5 | N-0 SAIFI 5 | 9.214 | 0
N-1 | Available Flex-1 | 1: -328.8449 | [14 empty] | N-0 | PFD | 5 | N-0 PFD 5 | 146.7926 | 0
N-1 | Available Flex-2-1 | 1: -3297.3285 | [14 empty] | N-1 | EENS | 0 | N-1 EENS 0 | 0 | 3054.0879
N-1 | Available Flex-2-2 | 1: -1443.5418 | [14 empty] | N-1 | IP | 0 | N-1 IP 0 | 0 | 153.6922
N-0 | EENS | 1: -15.8845 | [14 empty] | N-1 | SAIDI | 0 | N-1 SAIDI 0 | 0 | 159.3784
N-0 | IP | 1: -1.5647 | [14 empty] | N-1 | SAIFI | 0 | N-1 SAIFI 0 | 0 | 2.6253
N-0 | SAIDI | 1: -0.7417 | [14 empty] | N-1 | PFD | 0 | N-1 PFD 0 | 0 | 431.1952
N-0 | SAIFI | 1: -0.016903 | [14 empty] | N-1 | Available Flex-1 | 0 | N-1 Available Flex-1 0 | 0 | 179220.4758
N-0 | PFD | 1: -0.26875 | [14 empty] | N-1 | Available Flex-2-1 | 0 | N-1 Available Flex-2-1 0 | 0 | 1898439.2456
[29 empty] | N-1 | Available Flex-2-2 | 0 | N-1 Available Flex-2-2 0 | 0 | 786786.2998
[29 empty] | N-0 | EENS | 0 | N-0 EENS 0 | 0 | 8657.5453
[29 empty] | N-0 | IP | 0 | N-0 IP 0 | 0 | 853.0526
[29 empty] | N-0 | SAIDI | 0 | N-0 SAIDI 0 | 0 | 404.2317
[29 empty] | N-0 | SAIFI | 0 | N-0 SAIFI 0 | 0 | 9.214
[29 empty] | N-0 | PFD | 0 | N-0 PFD 0 | 0 | 146.7926
[29 empty] | N-1 | EENS | 6 | N-1 EENS 6 | 602.3896 | 2451.6984
[29 empty] | N-1 | IP | 6 | N-1 IP 6 | -33.7457 | 187.438
[29 empty] | N-1 | SAIDI | 6 | N-1 SAIDI 6 | 43.4662 | 115.9122
[29 empty] | N-1 | SAIFI | 6 | N-1 SAIFI 6 | 0.35543 | 2.2698
[29 empty] | N-1 | PFD | 6 | N-1 PFD 6 | 264.92 | 166.2752
[29 empty] | N-1 | Available Flex-1 | 6 | N-1 Available Flex-1 6 | 55521.6046 | 123698.8712
[29 empty] | N-1 | Available Flex-2-1 | 6 | N-1 Available Flex-2-1 6 | 0 | 1898439.2456
[29 empty] | N-1 | Available Flex-2-2 | 6 | N-1 Available Flex-2-2 6 | 528219.7822 | 258566.5176
[29 empty] | N-0 | EENS | 6 | N-0 EENS 6 | 7544.6533 | 1112.6021
[29 empty] | N-0 | IP | 6 | N-0 IP 6 | 784.7713 | 68.2813
[29 empty] | N-0 | SAIDI | 6 | N-0 SAIDI 6 | 366.2974 | 37.9343
[29 empty] | N-0 | SAIFI | 6 | N-0 SAIFI 6 | 8.0533 | 1.1606
[29 empty] | N-0 | PFD | 6 | N-0 PFD 6 | 119.9939 | 26.7986
[29 empty] | N-1 | EENS | 7 | N-1 EENS 7 | 409.0988 | 2644.9892
[29 empty] | N-1 | IP | 7 | N-1 IP 7 | -37.6332 | 191.3254
[29 empty] | N-1 | SAIDI | 7 | N-1 SAIDI 7 | 13.4738 | 145.9046
[29 empty] | N-1 | SAIFI | 7 | N-1 SAIFI 7 | -0.16639 | 2.7917
[29 empty] | N-1 | PFD | 7 | N-1 PFD 7 | 267.5485 | 163.6467
[29 empty] | N-1 | Available Flex-1 | 7 | N-1 Available Flex-1 7 | 54114.1799 | 125106.2959
[29 empty] | N-1 | Available Flex-2-1 | 7 | N-1 Available Flex-2-1 7 | 1139100.4622 | 759338.7834
[29 empty] | N-1 | Available Flex-2-2 | 7 | N-1 Available Flex-2-2 7 | 528219.7822 | 258566.5176
[29 empty] | N-0 | EENS | 7 | N-0 EENS 7 | 8626.6104 | 30.9348
[29 empty] | N-0 | IP | 7 | N-0 IP 7 | 841.7995 | 11.2531
[29 empty] | N-0 | SAIDI | 7 | N-0 SAIDI 7 | 403.9678 | 0.26391
[29 empty] | N-0 | SAIFI | 7 | N-0 SAIFI 7 | 9.1798 | 0.034143
[29 empty] | N-0 | PFD | 7 | N-0 PFD 7 | 145.4189 | 1.3737
[29 empty] | N-1 | EENS | 8 | N-1 EENS 8 | 1152.6508 | 1901.4372
[29 empty] | N-1 | IP | 8 | N-1 IP 8 | 30.1081 | 123.5841
[29 empty] | N-1 | SAIDI | 8 | N-1 SAIDI 8 | 89.1797 | 70.1988
[29 empty] | N-1 | SAIFI | 8 | N-1 SAIFI 8 | 0.74193 | 1.8833
[29 empty] | N-1 | PFD | 8 | N-1 PFD 8 | 325.894 | 105.3012
[29 empty] | N-1 | Available Flex-1 | 8 | N-1 Available Flex-1 8 | 107491.5645 | 71728.9113
[29 empty] | N-1 | Available Flex-2-1 | 8 | N-1 Available Flex-2-1 8 | 502763.6315 | 1395675.6141
[29 empty] | N-1 | Available Flex-2-2 | 8 | N-1 Available Flex-2-2 8 | 496777.8675 | 290008.4323
[29 empty] | N-0 | EENS | 8 | N-0 EENS 8 | 6756.1081 | 1408.4347
[29 empty] | N-0 | IP | 8 | N-0 IP 8 | 596.6983 | 256.3543
[29 empty] | N-0 | SAIDI | 8 | N-0 SAIDI 8 | 374.9873 | 29.2444
[29 empty] | N-0 | SAIFI | 8 | N-0 SAIFI 8 | 7.8147 | 1.3993
[29 empty] | N-0 | PFD | 8 | N-0 PFD 8 | 111.0942 | 35.6984
[29 empty] | N-1 | EENS | 9 | N-1 EENS 9 | 2501.7409 | 552.347
[29 empty] | N-1 | IP | 9 | N-1 IP 9 | 105.0604 | 48.6318
[29 empty] | N-1 | SAIDI | 9 | N-1 SAIDI 9 | 149.3613 | 10.0171
[29 empty] | N-1 | SAIFI | 9 | N-1 SAIFI 9 | 1.9809 | 0.64433
[29 empty] | N-1 | PFD | 9 | N-1 PFD 9 | 397.9888 | 33.2065
[29 empty] | N-1 | Available Flex-1 | 9 | N-1 Available Flex-1 9 | 151761.0482 | 27459.4276
[29 empty] | N-1 | Available Flex-2-1 | 9 | N-1 Available Flex-2-1 9 | 1304466.2242 | 593973.0214
[29 empty] | N-1 | Available Flex-2-2 | 9 | N-1 Available Flex-2-2 9 | 616637.4046 | 170148.8952
[29 empty] | N-0 | EENS | 9 | N-0 EENS 9 | 8557.6474 | 99.8979
[29 empty] | N-0 | IP | 9 | N-0 IP 9 | 819.4663 | 33.5863
[29 empty] | N-0 | SAIDI | 9 | N-0 SAIDI 9 | 402.9458 | 1.286
[29 empty] | N-0 | SAIFI | 9 | N-0 SAIFI 9 | 9.1035 | 0.11044
[29 empty] | N-0 | PFD | 9 | N-0 PFD 9 | 142.7871 | 4.0055
[29 empty] | N-1 | EENS | 10 | N-1 EENS 10 | 673.1616 | 2380.9264
[29 empty] | N-1 | IP | 10 | N-1 IP 10 | -30.523 | 184.2152
[29 empty] | N-1 | SAIDI | 10 | N-1 SAIDI 10 | 52.6094 | 106.7691
[29 empty] | N-1 | SAIFI | 10 | N-1 SAIFI 10 | 0.42183 | 2.2034
[29 empty] | N-1 | PFD | 10 | N-1 PFD 10 | 270.8769 | 160.3183
[29 empty] | N-1 | Available Flex-1 | 10 | N-1 Available Flex-1 10 | 57953.5677 | 121266.9081
[29 empty] | N-1 | Available Flex-2-1 | 10 | N-1 Available Flex-2-1 10 | 0 | 1898439.2456
[29 empty] | N-1 | Available Flex-2-2 | 10 | N-1 Available Flex-2-2 10 | 528242.2579 | 258544.0419
[29 empty] | N-0 | EENS | 10 | N-0 EENS 10 | 8657.5453 | 0
[29 empty] | N-0 | IP | 10 | N-0 IP 10 | 853.0526 | 0
[29 empty] | N-0 | SAIDI | 10 | N-0 SAIDI 10 | 404.2317 | 0
[29 empty] | N-0 | SAIFI | 10 | N-0 SAIFI 10 | 9.214 | 0
[29 empty] | N-0 | PFD | 10 | N-0 PFD 10 | 146.7926 | 0
[29 empty] | N-1 | EENS | 11 | N-1 EENS 11 | 673.1616 | 2380.9264
[29 empty] | N-1 | IP | 11 | N-1 IP 11 | -30.523 | 184.2152
[29 empty] | N-1 | SAIDI | 11 | N-1 SAIDI 11 | 52.6094 | 106.7691
[29 empty] | N-1 | SAIFI | 11 | N-1 SAIFI 11 | 0.42183 | 2.2034
[29 empty] | N-1 | PFD | 11 | N-1 PFD 11 | 270.8769 | 160.3183
[29 empty] | N-1 | Available Flex-1 | 11 | N-1 Available Flex-1 11 | 57953.5677 | 121266.9081
[29 empty] | N-1 | Available Flex-2-1 | 11 | N-1 Available Flex-2-1 11 | 0 | 1898439.2456
[29 empty] | N-1 | Available Flex-2-2 | 11 | N-1 Available Flex-2-2 11 | 528242.2579 | 258544.0419
[29 empty] | N-0 | EENS | 11 | N-0 EENS 11 | 8428.6492 | 304.6607
[29 empty] | N-0 | IP | 11 | N-0 IP 11 | 817.2839 | 35.7687
[29 empty] | N-0 | SAIDI | 11 | N-0 SAIDI 11 | 404.1208 | 0.1109
[29 empty] | N-0 | SAIFI | 11 | N-0 SAIFI 11 | 9.2 | 0.013915
[29 empty] | N-0 | PFD | 11 | N-0 PFD 11 | 139.7493 | 7.0433
[29 empty] | N-1 | EENS | 12 | N-1 EENS 12 | 3054.0879 | 0
[29 empty] | N-1 | IP | 12 | N-1 IP 12 | 153.6922 | 0
[29 empty] | N-1 | SAIDI | 12 | N-1 SAIDI 12 | 159.3784 | 0
[29 empty] | N-1 | SAIFI | 12 | N-1 SAIFI 12 | 2.6253 | 0
[29 empty] | N-1 | PFD | 12 | N-1 PFD 12 | 431.1952 | 0
[29 empty] | N-1 | Available Flex-1 | 12 | N-1 Available Flex-1 12 | 128484.6874 | 50735.7884
[29 empty] | N-1 | Available Flex-2-1 | 12 | N-1 Available Flex-2-1 12 | 1279733.5229 | 618705.7226
[29 empty] | N-1 | Available Flex-2-2 | 12 | N-1 Available Flex-2-2 12 | 581863.9462 | 204922.3536
[29 empty] | N-0 | EENS | 12 | N-0 EENS 12 | 8657.5453 | 0
[29 empty] | N-0 | IP | 12 | N-0 IP 12 | 853.0526 | 0
[29 empty] | N-0 | SAIDI | 12 | N-0 SAIDI 12 | 404.2317 | 0
[29 empty] | N-0 | SAIFI | 12 | N-0 SAIFI 12 | 9.214 | 0
[29 empty] | N-0 | PFD | 12 | N-0 PFD 12 | 146.7926 | 0
[29 empty] | N-1 | EENS | 13 | N-1 EENS 13 | 399.5241 | 2654.5638
[29 empty] | N-1 | IP | 13 | N-1 IP 13 | -35.0739 | 188.7661
[29 empty] | N-1 | SAIDI | 13 | N-1 SAIDI 13 | 14.3046 | 145.0738
[29 empty] | N-1 | SAIFI | 13 | N-1 SAIFI 13 | 0.17509 | 2.4502
[29 empty] | N-1 | PFD | 13 | N-1 PFD 13 | 266.9561 | 164.2391
[29 empty] | N-1 | Available Flex-1 | 13 | N-1 Available Flex-1 13 | 53918.1361 | 125302.3397
[29 empty] | N-1 | Available Flex-2-1 | 13 | N-1 Available Flex-2-1 13 | 0 | 1898439.2456
[29 empty] | N-1 | Available Flex-2-2 | 13 | N-1 Available Flex-2-2 13 | 528219.7822 | 258566.5176
[29 empty] | N-0 | EENS | 13 | N-0 EENS 13 | 7513.0403 | 1112.6021
[29 empty] | N-0 | IP | 13 | N-0 IP 13 | 766.2131 | 86.8395
[29 empty] | N-0 | SAIDI | 13 | N-0 SAIDI 13 | 354.8051 | 49.4266
[29 empty] | N-0 | SAIFI | 13 | N-0 SAIFI 13 | 7.9806 | 1.2333
[29 empty] | N-0 | PFD | 13 | N-0 PFD 13 | 117.4777 | 29.3149
Note on A61: Criteria is positive in less than 4 categories

## Incr. C-B Monetized
Incremental Cost-Benefit analysis taking into consideration applicable Monetized Benefits
# | Project | Present Value | Aggregate | [25 empty] | For Calculations only
0 | Baseline | 0 | 0 | [25 empty] | Category |  |  |  | NPV of benefits between Project and Baseline | NPV of Project Performance
13 | Valley South to Valley North | 185 | 190 | [25 empty] | N-0 | EENS | 1 | N-0 EENS 1 | 297.7205 | 0
6 | Valley South to Valley North and Distributed BESS in Valley South | 201 | 295 | [25 empty] | N-0 | Losses | 1 | N-0 Losses 1 | 4.4943 | 0
3 | Valley South to Valley North to Vista | 270 | 285 | [25 empty] | N-1 | EENS | 1 | N-1 EENS 1 | 6.5556 | 0
8 | Mira Loma | 290 | 328 | [25 empty] | N-1 | Flexibility-1 | 1 | N-1 Flexibility-1 1 | 5060.1222 | 0
11 | Valley South to Valley North to Vista and Centralized BESS in Valley South | 291 | 470 | [25 empty] | N-1 | Flexibility-2-1 | 1 | N-1 Flexibility-2-1 1 | 418.2361 | 0
7 | Menifee | 315 | 358 | [25 empty] | N-1 | Flexibility-2-2 | 1 | N-1 Flexibility-2-2 1 | 275.451 | 0
10 | Valley South to Valley North and Centralized BESS in Valley South and Valley North | 358 | 1139 | [25 empty] | Total | Aggregate | 1 | Total Aggregate 1 | 6058.0853 | 0
2 | SDG&E | 469 | 540 | [25 empty] | N-0 | EENS | 2 | N-0 EENS 2 | 290.8755 | 0
1 | Alberhill System Project | 545 | 545 | [25 empty] | N-0 | Losses | 2 | N-0 Losses 2 | 3.3224 | 0
12 | SDG&E and Centralized BESS in Valley South | 559 | 923 | [25 empty] | N-1 | EENS | 2 | N-1 EENS 2 | 7.0218 | 0
5 | Mira Loma and Centralized BESS in Valley South | 571 | 1358 | [25 empty] | N-1 | Flexibility-1 | 2 | N-1 Flexibility-1 2 | 2146.8593 | 0
4 | Centralized BESS in Valley South | 575 | 1474 | [25 empty] | N-1 | Flexibility-2-1 | 2 | N-1 Flexibility-2-1 2 | 296.4453 | 0
9 | SCE Orange County | 806 | 951 | [25 empty] | N-1 | Flexibility-2-2 | 2 | N-1 Flexibility-2-2 2 | 194.5976 | 0
|  | Alberhill System Project (A) | SDG&E(B) | Valley South to Valley North to Vista (G) | Centralized BESS in Valley South (H) | Mira Loma and Centralized BESS in Valley South (K) | Valley South to Valley North and Distributed BESS in Valley South (I) | Menifee(D) | Mira Loma(E) | SCE Orange County(C) | Valley South to Valley North and Centralized BESS in Valley South and Valley North (L) | Valley South to Valley North to Vista and Centralized BESS in Valley South (M) | SDG&E and Centralized BESS in Valley South (J) | Valley South to Valley North(F) | [14 empty] | Total | Aggregate | 2 | Total Aggregate 2 | 2935.7993 | 0
|  | 1 | 2 | 3 | 4 | 5 | 6 | 7 | 8 | 9 | 10 | 11 | 12 | 13 | [14 empty] | N-0 | EENS | 3 | N-0 EENS 3 | 288.7694 | 0
[29 empty] | N-0 | Losses | 3 | N-0 Losses 3 | 0.27055 | 0
Present Value of Monetized Benefits($) | [28 empty] | N-1 | EENS | 3 | N-1 EENS 3 | 1.3872 | 0
|  | Alberhill System Project | SDG&E | Valley South to Valley North to Vista | Centralized BESS in Valley South | Mira Loma and Centralized BESS in Valley South | Valley South to Valley North and Distributed BESS in Valley South | Menifee | Mira Loma | SCE Orange County | Valley South to Valley North and Centralized BESS in Valley South and Valley North | Valley South to Valley North to Vista and Centralized BESS in Valley South | SDG&E and Centralized BESS in Valley South | Valley South to Valley North | [14 empty] | N-1 | Flexibility-1 | 3 | N-1 Flexibility-1 3 | 1522.2388 | 0
Category |  | 1 | 2 | 3 | 4 | 5 | 6 | 7 | 8 | 9 | 10 | 11 | 12 | 13 | [14 empty] | N-1 | Flexibility-2-1 | 3 | N-1 Flexibility-2-1 3 | 0 | 0
N-0 | EENS ($M) | 297720478.4977 | 290875450.3228 | 288769364.1748 | 297762502.8517 | 297762502.8517 | 251489693.2372 | 295348789.0554 | 231090089.7847 | 291454063.0595 | 297762502.8517 | 288111568.4613 | 297762502.8517 | 248942266.3742 | [14 empty] | N-1 | Flexibility-2-2 | 3 | N-1 Flexibility-2-2 3 | 175.5586 | 0
N-0 | Losses ($M) | 4494322.1866 | 3322420.3214 | 270551.4411 | 748930.125 | 648441.0059 | 270703.9061 | 492147.582 | 638758.9962 | 3088660.6543 | 271211.454 | 271211.454 | 3323604.18 | 270551.4411 | [14 empty] | Total | Aggregate | 3 | Total Aggregate 3 | 1987.954 | 0
N-1 | EENS ($M) | 6555587.9929 | 7021788.0745 | 1387174.2961 | 7021788.0745 | 6152093.6039 | 2114181.9023 | 1412551.211 | 1703460.4047 | 6360804.4577 | 1897990.4915 | 1897990.4915 | 7021788.0745 | 1387174.2961 | [14 empty] | N-0 | EENS | 4 | N-0 EENS 4 | 297.7625 | 0
N-1 | Flexibility-1 ($M) | 5060122183.8869 | 2146859259.6677 | 1522238818.0367 | 3324681717.5237 | 3154744208.1137 | 1582496491.6327 | 1525608898.8022 | 3033802704.3422 | 4284811425.6134 | 1673888643.1293 | 1673888643.1293 | 3574102850.3007 | 1522238818.0367 | [14 empty] | N-0 | Losses | 4 | N-0 Losses 4 | 0.74893 | 0
N-1 | Flexibility-2-1 ($M) | 418236061.1085 | 296445254.4302 | 0 | 0 | 116492565.9927 | 0 | 263835039.4308 | 116492565.9927 | 302268795.7307 | 0 | 0 | 296445254.4302 | 0 | [14 empty] | N-1 | EENS | 4 | N-1 EENS 4 | 7.0218 | 0
N-1 | Flexibility-2-2 ($M) | 275450967.5589 | 194597591.5353 | 175558613.6699 | 3087133.3631 | 164544054.3158 | 175568847.8883 | 175558613.6699 | 164515733.1586 | 207256621.978 | 175568847.8883 | 175568847.8883 | 194597591.5353 | 175558613.6699 | [14 empty] | N-1 | Flexibility-1 | 4 | N-1 Flexibility-1 4 | 3324.6817 | 0
Total | Aggregate ($M) | 6058.0853 | 2935.7993 | 1987.954 | 3632.5531 | 3739.6954 | 2011.6692 | 2261.7639 | 3547.6046 | 5092.1517 | 2149.118 | 2139.467 | 4369.93 | 1948.1269 | [14 empty] | N-1 | Flexibility-2-1 | 4 | N-1 Flexibility-2-1 4 | 0 | 0
[29 empty] | N-1 | Flexibility-2-2 | 4 | N-1 Flexibility-2-2 4 | 3.0871 | 0
Ranking of Projects by Cost | [28 empty] | Total | Aggregate | 4 | Total Aggregate 4 | 3632.5531 | 0
[29 empty] | N-0 | EENS | 5 | N-0 EENS 5 | 297.7625 | 0
Category |  | 0 | 13 | 6 | 3 | 8 | 11 | 7 | 10 | 2 | 1 | 12 | 5 | 4 | 9 | [13 empty] | N-0 | Losses | 5 | N-0 Losses 5 | 0.64844 | 0
[29 empty] | N-1 | EENS | 5 | N-1 EENS 5 | 6.1521 | 0
[29 empty] | N-1 | Flexibility-1 | 5 | N-1 Flexibility-1 5 | 3154.7442 | 0
Category |  | 1: Alternative selection | [13 empty] | Preferred Trend | N-1 | Flexibility-2-1 | 5 | N-1 Flexibility-2-1 5 | 116.4926 | 0
|  | 1: 0 --> 13; 3: 13 --> 6; 5: 6 --> 3; 7: 6 --> 8; 9: 8 --> 11; 11: 8 --> 7; 13: 8 --> 10 |  | 8 --> 2 |  | 8 --> 1 |  | 1 --> 12 |  | 1 --> 5 |  | 1 --> 4 |  | 1 --> 9 |  |  | N-1 | Flexibility-2-2 | 5 | N-1 Flexibility-2-2 5 | 164.5441 | 0
|  | 0 | 13 | 13 | 6 | 6 | 3 | 6 | 8 | 8 | 11 | 8 | 7 | 8 | 10 | 8 | 2 | 8 | 1 | 1 | 12 | 1 | 5 | 1 | 4 | 1 | 9 |  | Total | Aggregate | 5 | Total Aggregate 5 | 3739.6954 | 0
N-0 | EENS | 1: 1.3456; 3: 0.15921; 5: 0.54029; 7: -0.22921; 9: 57.0215; 11: 2.5703; 13: 0.98048 |  | 0.334 |  | 0.2613 |  | 0.0030017 |  | 0.0016163 |  | 0.0014008 |  | -0.024009 |  | ↑ | N-0 | EENS | 0 | N-0 EENS 0 | 0 | 0
N-0 | Losses | 1: 0.0014624; 3: 9.5291e-06; 5: -2.2096e-06; 7: 0.0041355; 9: -0.36755; 11: -0.0058645; 13: -0.0054051 |  | 0.014993 |  | 0.01512 |  | -0.083623 |  | -0.14792 |  | -0.12485 |  | -0.0053857 |  | ↑ | N-0 | Losses | 0 | N-0 Losses 0 | 0 | 0
N-1 | EENS | 1: 0.0074982; 3: 0.045438; 5: -0.010536; 7: -0.0046148; 9: 0.19453; 11: -0.011636; 13: 0.0028607 |  | 0.029711 |  | 0.019028 |  | 0.0333 |  | -0.015519 |  | 0.01554 |  | -0.0007463 |  | ↑ | N-1 | EENS | 0 | N-1 EENS 0 | 0 | 0
N-1 | Flexibility-1 | 1: 8.2283; 3: 3.7661; 5: -0.8733; 7: 16.3068; 9: -1359.9141; 11: -60.3278; 13: -19.9987 |  | -4.955 |  | 7.9464 |  | -106.1442 |  | -73.2838 |  | -57.848 |  | -2.9705 |  | ↑ | N-1 | Flexibility-1 | 0 | N-1 Flexibility-1 0 | 0 | 0
N-1 | Flexibility-2-1 | 1: 0; 3: 0; 5: 0; 7: 1.3089; 9: -116.4926; 11: 5.8937; 13: -1.7131 |  | 1.0053 |  | 1.1833 |  | -8.6993 |  | -11.6055 |  | -13.9412 |  | -0.44432 |  | ↑ | N-1 | Flexibility-2-1 | 0 | N-1 Flexibility-2-1 0 | 0 | 0
N-1 | Flexibility-2-2 | 1: 0.94897; 3: 0.00063964; 5: -0.00014832; 7: -0.12419; 9: 11.0531; 11: 0.44172; 13: 0.16255 |  | 0.16806 |  | 0.43504 |  | -5.7752 |  | -4.2657 |  | -9.0788 |  | -0.26128 |  | ↑ | N-1 | Flexibility-2-2 | 0 | N-1 Flexibility-2-2 0 | 0 | 0
Total | Aggregate | 1: 10.5304; 3: 3.9714; 5: -0.3437; 7: 17.2577; 9: -1408.1375; 11: -51.4336; 13: -20.566 |  | -3.4179 |  | 9.845 |  | -120.5825 |  | -89.1688 |  | -80.8511 |  | -3.7009 |  | ↑ | Total | Aggregate | 0 | Total Aggregate 0 | 0 | 0
Decision to move forward (Y/N) | [15 empty] | N |  | Y |  | N |  | N |  | N |  | N |  |  | N-0 | EENS | 6 | N-0 EENS 6 | 251.4897 | 0 | bar: 1; 3; 5; 7; 9; 11; 13
[29 empty] | N-0 | Losses | 6 | N-0 Losses 6 | 0.2707 | 0
[29 empty] | N-1 | EENS | 6 | N-1 EENS 6 | 2.1142 | 0
[29 empty] | N-1 | Flexibility-1 | 6 | N-1 Flexibility-1 6 | 1582.4965 | 0
[29 empty] | N-1 | Flexibility-2-1 | 6 | N-1 Flexibility-2-1 6 | 0 | 0
[29 empty] | N-1 | Flexibility-2-2 | 6 | N-1 Flexibility-2-2 6 | 175.5688 | 0
[29 empty] | Total | Aggregate | 6 | Total Aggregate 6 | 2011.6692 | 0
[29 empty] | N-0 | EENS | 7 | N-0 EENS 7 | 295.3488 | 0
[29 empty] | N-0 | Losses | 7 | N-0 Losses 7 | 0.49215 | 0
[29 empty] | N-1 | EENS | 7 | N-1 EENS 7 | 1.4126 | 0
[29 empty] | N-1 | Flexibility-1 | 7 | N-1 Flexibility-1 7 | 1525.6089 | 0
[29 empty] | N-1 | Flexibility-2-1 | 7 | N-1 Flexibility-2-1 7 | 263.835 | 0
[29 empty] | N-1 | Flexibility-2-2 | 7 | N-1 Flexibility-2-2 7 | 175.5586 | 0
[29 empty] | Total | Aggregate | 7 | Total Aggregate 7 | 2261.7639 | 0
[29 empty] | N-0 | EENS | 8 | N-0 EENS 8 | 231.0901 | 0
[29 empty] | N-0 | Losses | 8 | N-0 Losses 8 | 0.63876 | 0
[29 empty] | N-1 | EENS | 8 | N-1 EENS 8 | 1.7035 | 0
[29 empty] | N-1 | Flexibility-1 | 8 | N-1 Flexibility-1 8 | 3033.8027 | 0
[29 empty] | N-1 | Flexibility-2-1 | 8 | N-1 Flexibility-2-1 8 | 116.4926 | 0
[29 empty] | N-1 | Flexibility-2-2 | 8 | N-1 Flexibility-2-2 8 | 164.5157 | 0
[29 empty] | Total | Aggregate | 8 | Total Aggregate 8 | 3547.6046 | 0
[29 empty] | N-0 | EENS | 9 | N-0 EENS 9 | 291.4541 | 0
[29 empty] | N-0 | Losses | 9 | N-0 Losses 9 | 3.0887 | 0
[29 empty] | N-1 | EENS | 9 | N-1 EENS 9 | 6.3608 | 0
[29 empty] | N-1 | Flexibility-1 | 9 | N-1 Flexibility-1 9 | 4284.8114 | 0
[29 empty] | N-1 | Flexibility-2-1 | 9 | N-1 Flexibility-2-1 9 | 302.2688 | 0
[29 empty] | N-1 | Flexibility-2-2 | 9 | N-1 Flexibility-2-2 9 | 207.2566 | 0
[29 empty] | Total | Aggregate | 9 | Total Aggregate 9 | 5092.1517 | 0
[29 empty] | N-0 | EENS | 10 | N-0 EENS 10 | 297.7625 | 0
[29 empty] | N-0 | Losses | 10 | N-0 Losses 10 | 0.27121 | 0
[29 empty] | N-1 | EENS | 10 | N-1 EENS 10 | 1.898 | 0
[29 empty] | N-1 | Flexibility-1 | 10 | N-1 Flexibility-1 10 | 1673.8886 | 0
[29 empty] | N-1 | Flexibility-2-1 | 10 | N-1 Flexibility-2-1 10 | 0 | 0
[29 empty] | N-1 | Flexibility-2-2 | 10 | N-1 Flexibility-2-2 10 | 175.5688 | 0
[29 empty] | Total | Aggregate | 10 | Total Aggregate 10 | 2149.118 | 0
[29 empty] | N-0 | EENS | 11 | N-0 EENS 11 | 288.1116 | 0
[29 empty] | N-0 | Losses | 11 | N-0 Losses 11 | 0.27121 | 0
[29 empty] | N-1 | EENS | 11 | N-1 EENS 11 | 1.898 | 0
[29 empty] | N-1 | Flexibility-1 | 11 | N-1 Flexibility-1 11 | 1673.8886 | 0
[29 empty] | N-1 | Flexibility-2-1 | 11 | N-1 Flexibility-2-1 11 | 0 | 0
[29 empty] | N-1 | Flexibility-2-2 | 11 | N-1 Flexibility-2-2 11 | 175.5688 | 0
[29 empty] | Total | Aggregate | 11 | Total Aggregate 11 | 2139.467 | 0
[29 empty] | N-0 | EENS | 12 | N-0 EENS 12 | 297.7625 | 0
[29 empty] | N-0 | Losses | 12 | N-0 Losses 12 | 3.3236 | 0
[29 empty] | N-1 | EENS | 12 | N-1 EENS 12 | 7.0218 | 0
[29 empty] | N-1 | Flexibility-1 | 12 | N-1 Flexibility-1 12 | 3574.1029 | 0
[29 empty] | N-1 | Flexibility-2-1 | 12 | N-1 Flexibility-2-1 12 | 296.4453 | 0
[29 empty] | N-1 | Flexibility-2-2 | 12 | N-1 Flexibility-2-2 12 | 194.5976 | 0
[29 empty] | Total | Aggregate | 12 | Total Aggregate 12 | 4369.93 | 0
[29 empty] | N-0 | EENS | 13 | N-0 EENS 13 | 248.9423 | 0
[29 empty] | N-0 | Losses | 13 | N-0 Losses 13 | 0.27055 | 0
[29 empty] | N-1 | EENS | 13 | N-1 EENS 13 | 1.3872 | 0
[29 empty] | N-1 | Flexibility-1 | 13 | N-1 Flexibility-1 13 | 1522.2388 | 0
[29 empty] | N-1 | Flexibility-2-1 | 13 | N-1 Flexibility-2-1 13 | 0 | 0
[29 empty] | N-1 | Flexibility-2-2 | 13 | N-1 Flexibility-2-2 13 | 175.5586 | 0
[29 empty] | Total | Aggregate | 13 | Total Aggregate 13 | 1948.1269 | 0
Note on A49: Criteria is negative value in less than 2 categories

## Levelized Cost Analysis
Evaluation of Present Value of Cost $/ Present Value of Benefit
|  | Levelized cost analysis ( Present Value of Cost $/Present Value of Benefit) for each Alternative | [12 empty] | Alternative Ranking
|  | Alberhill System Project | SDG&E | Valley South to Valley North to Vista | Centralized BESS in Valley South | Mira Loma and Centralized BESS in Valley South | Valley South to Valley North and Distributed BESS in Valley South | Menifee | Mira Loma | SCE Orange County | Valley South to Valley North and Centralized BESS in Valley South and Valley North | Valley South to Valley North to Vista and Centralized BESS in Valley South | SDG&E and Centralized BESS in Valley South | Valley South to Valley North
Reliability Metrics |  | 1 | 2 | 3 | 4 | 5 | 6 | 7 | 8 | 9 | 10 | 11 | 12 | 13 | Rank #1 | Rank #2 | Rank #3
N-1 | EENS ↓ | 0.1852 | 0.15356 | 0.6758 | 0.18827 | 0.22676 | 0.33367 | 0.76999 | 0.25159 | 0.32218 | 0.53182 | 0.43229 | 0.18303 | 0.46305 | 2 | 12 | 1
N-1 | IP ↓ | 4.1003 | 3.0516 | 7.698 | 3.7412 | 7.397 | 5.9563 | 8.3703 | 9.632 | 7.6718 | 11.7289 | 9.5338 | 3.6371 | 5.2746 | 2 | 12 | 4
N-1 | SAIDI ↓ | 3.4968 | 2.9427 | 18.875 | 3.6078 | 4.0176 | 4.6243 | 23.3787 | 3.2519 | 5.3963 | 6.8049 | 5.5313 | 3.5074 | 12.9329 | 2 | 8 | 1
N-1 | SAIFI ↓ | 232.5835 | 178.6483 | 1542.0622 | 219.0251 | 275.5578 | 565.5176 | 1893.1653 | 390.8711 | 406.8769 | 848.6826 | 689.8509 | 212.9305 | 1056.5982 | 2 | 12 | 4
N-1 | PFD ↓ | 1.2957 | 1.0877 | 1.0114 | 1.3335 | 1.7129 | 0.75872 | 1.1774 | 0.88986 | 2.0252 | 1.3216 | 1.0743 | 1.2964 | 0.693 | 13 | 6 | 8
N-1 | Flex-1↓ | 0.0030409 | 0.0060268 | 0.0050076 | 0.004883 | 0.0051373 | 0.0036202 | 0.005821 | 0.0026979 | 0.005311 | 0.0061774 | 0.0050213 | 0.0043507 | 0.0034311 | 8 | 1 | 13
N-1 | Flex-2-1↓ | 0.00030328 | 0.00036648 |  |  | 0.0011357 |  | 0.00027653 | 0.00057681 | 0.00061788 |  |  | 0.00043681 |  | 7 | 1 | 2
N-1 | Flex-2-2↓ | 0.00069274 | 0.00080603 | 0.00051115 | 0.069217 | 0.0011493 | 0.00038052 | 0.00059634 | 0.00058376 | 0.0013071 | 0.00067772 | 0.00055088 | 0.00096071 | 0.00035023 | 13 | 6 | 3
N-0 | EENS ↓ | 0.062954 | 0.05481 | 0.032155 | 0.066416 | 0.065954 | 0.026641 | 0.036515 | 0.042924 | 0.094185 | 0.041351 | 0.034525 | 0.064568 | 0.024624 | 13 | 6 | 3
N-0 | IP ↓ | 0.63911 | 0.57233 | 0.33463 | 0.67405 | 0.66936 | 0.25613 | 0.3742 | 0.48601 | 0.98357 | 0.41967 | 0.35606 | 0.65529 | 0.24145 | 13 | 6 | 3
N-0 | SAIDI ↓ | 1.3482 | 1.1615 | 0.66892 | 1.4225 | 1.4126 | 0.54873 | 0.77977 | 0.77336 | 2.0003 | 0.88563 | 0.72008 | 1.3829 | 0.52141 | 13 | 6 | 3
N-0 | SAIFI ↓ | 59.1603 | 51.3889 | 29.3935 | 62.4053 | 61.9712 | 24.9587 | 34.3144 | 37.1098 | 88.5373 | 38.8541 | 31.6303 | 60.6688 | 23.1812 | 13 | 6 | 3
N-0 | PFD ↓ | 3.721 | 3.2867 | 1.9532 | 3.9171 | 3.8898 | 1.6751 | 2.1662 | 2.6104 | 5.6448 | 2.4388 | 2.0823 | 3.8081 | 1.5748 | 13 | 6 | 3
Count of Rank #1 |  | 0 | 4 | 0 | 0 | 0 | 0 | 1 | 1 | 0 | 0 | 0 | 0 | 7

## Cost Assumptions
Financial and Study Parameters | Value | Unit | Source
Discount Rate (Weighted Aggregate Cost of Capital) | 10% |  | CPUC
Customer price (Average Locational Marginal Price in Valley South - 2022) | 40 | $/MWh | CAISO
Inflation Rate | 1.025 |  | Quanta
Load distribution : Residential | 90% |  | SCE
Load distribution : Commercial | 10% |  | SCE
Customer Interruption cost for Flex-1 events (6hours) : N-1 : Residential | 4.1725 | $/kWh | LBNL
Customer Interruption cost (Average cost over 24 hr duration) : N-0 : Residential (Flex-2 Component 1) | 3.5212 | $/kWh | LBNL
Customer Interruption cost for Flex-1 events (6hours) : N-1 : Commercial | 154.7025 | $/kWh | LBNL
Customer Interruption cost (Average cost over 24 hr duration) : N-0 : Residential (Flex-2 Component 1) | 142.8531 | $/kWh | LBNL
Annual Outage rate for Transformer N-2 Outage events | 0.0169 |  | NERC
Annual Outage rate for High Impact Low Probability(HILP) Events | 0.01 |  | NERC
Flex-1 Duration of evaluation | 1 | hour | Quanta
Normalization Factor for Cost Benefit | 1 |  | Quanta

## Baseline System Analysis
|  | Component | 2022 | 2023 | 2024 | 2025 | 2026 | 2027 | 2028 | 2029 | 2030 | 2031 | 2032 | 2033 | 2034 | 2035 | 2036 | 2037 | 2038 | 2039 | 2040 | 2041 | 2042 | 2043 | 2044 | 2045 | 2046 | 2047 | 2048
Valley South (alone) | Baseline | Losses (MWh) | 49667 | 50103.7904 | 50540.5808 | 50977.3712 | 51414.1615 | 51850.9519 | 52287.7423 | 52724.5327 | 53161.3231 | 53598.1135 | 54034.9038 | 54471.6942 | 54908.4846 | 55345.275 | 55782.0654 | 56218.8558 | 56655.6462 | 57092.4365 | 57529.2269 | 57966.0173 | 58402.8077 | 58839.5981 | 59276.3885 | 59713.1788 | 60149.9692 | 60586.7596 | 61023.55
N-1 |  | EENS | 10 | 20.5 | 29.88 | 39.26 | 48.64 | 58.02 | 67.4 | 91.45 | 115.5 | 139.55 | 163.6 | 249.4667 | 335.3333 | 421.2 | 507.0667 | 592.9333 | 678.8 | 893.22 | 1107.64 | 1322.06 | 1536.48 | 1595.6 | 1841.08 | 2086.56 | 2332.04 | 2577.52 | 2823
N-1 |  | IP | 2 | 3 | 4.68 | 6.36 | 8.04 | 9.72 | 11.4 | 13.2 | 15 | 16.8 | 18.6 | 21.35 | 24.1 | 26.85 | 29.6 | 32.35 | 35.1 | 37.14 | 39.18 | 41.22 | 43.26 | 45.3 | 49.92 | 54.54 | 59.16 | 63.78 | 68.4
N-1 |  | SAIDI | 0.084812 | 0.24283 | 0.34046 | 0.43809 | 0.53572 | 0.63335 | 0.73098 | 1.1655 | 1.5999 | 2.0344 | 2.4689 | 6.1188 | 9.7688 | 13.4187 | 17.0687 | 20.7186 | 24.3686 | 38.1776 | 51.9865 | 65.7955 | 79.6045 | 93.4135 | 125.5074 | 157.6012 | 189.6951 | 221.789 | 253.8829
N-1 |  | SAIFI | 0.006058 | 0.017772 | 0.025047 | 0.032322 | 0.039597 | 0.046872 | 0.054147 | 0.073799 | 0.093451 | 0.1131 | 0.13275 | 0.20938 | 0.286 | 0.36262 | 0.43924 | 0.51587 | 0.59249 | 0.75647 | 0.92046 | 1.0844 | 1.2484 | 1.4124 | 1.6369 | 1.8614 | 2.0859 | 2.3103 | 2.5348
N-1 |  | PFD | 14 | 21 | 23.2 | 25.4 | 27.6 | 29.8 | 32 | 35.75 | 39.5 | 43.25 | 47 | 53.8333 | 60.6667 | 67.5 | 74.3333 | 81.1667 | 88 | 94.4 | 100.8 | 107.2 | 113.6 | 120 | 126.6 | 133.2 | 139.8 | 146.4 | 153
N-0 |  | EENS | 22.2 | 65.8 | 102.72 | 139.64 | 176.56 | 213.48 | 250.4 | 348.675 | 446.95 | 545.225 | 643.5 | 904.9167 | 1166.3333 | 1427.75 | 1689.1667 | 1950.5833 | 2212 | 2606.48 | 3000.96 | 3395.44 | 3789.92 | 4184.4 | 4609.44 | 5034.48 | 5459.52 | 5884.56 | 6309.6
N-0 |  | IP | 13 | 27 | 34.52 | 42.04 | 49.56 | 57.08 | 64.6 | 75.025 | 85.45 | 95.875 | 106.3 | 120.25 | 134.2 | 148.15 | 162.1 | 176.05 | 190 | 201.2 | 212.4 | 223.6 | 234.8 | 246 | 254.48 | 262.96 | 271.44 | 279.92 | 288.4
N-0 |  | SAIDI | 0.047254 | 0.28012 | 0.59718 | 0.91425 | 1.2313 | 1.5484 | 1.8655 | 3.7961 | 5.7267 | 7.6574 | 9.588 | 22.5073 | 35.4267 | 48.346 | 61.2653 | 74.1847 | 87.104 | 116.8885 | 146.6729 | 176.4574 | 206.2418 | 236.0263 | 292.2337 | 348.4411 | 404.6486 | 460.856 | 517.0634
N-0 |  | SAIFI | 0.023627 | 0.070029 | 0.10932 | 0.14861 | 0.18791 | 0.2272 | 0.26649 | 0.37108 | 0.47567 | 0.58027 | 0.68486 | 0.96307 | 1.2413 | 1.5195 | 1.7977 | 2.0759 | 2.3542 | 2.774 | 3.1938 | 3.6137 | 4.0335 | 4.4533 | 4.9057 | 5.358 | 5.8104 | 6.2628 | 6.7151
N-0 |  | PFD | 2 | 4 | 4.6 | 5.2 | 5.8 | 6.4 | 7 | 8.75 | 10.5 | 12.25 | 14 | 17.8333 | 21.6667 | 25.5 | 29.3333 | 33.1667 | 37 | 40.2 | 43.4 | 46.6 | 49.8 | 53 | 57.8 | 62.6 | 67.4 | 72.2 | 77
N-1 |  | Deficit Flex-1 | 5445.8257 | 7241.2936 | 9036.7614 | 10832.2293 | 12627.6972 | 14423.1651 | 16218.633 | 18014.1008 | 19909.5687 | 21605.0366 | 23400.5045 | 25195.9724 | 26991.4402 | 28786.9081 | 30582.376 | 32377.8439 | 34173.3118 | 35968.7796 | 37764.2475 | 39559.7154 | 41355.1833 | 43150.6512 | 44946.119 | 46741.5869 | 48537.0548 | 50332.5227 | 52127.9906
N-1 |  | Deficit Flex-2-1 | 192864.6662 | 195239.242 | 196366.7654 | 197525.3756 | 198743.9239 | 200140.9384 | 201537.7103 | 203264.3598 | 205020.8584 | 206857.3016 | 208717.8537 | 210603.1815 | 212516.4069 | 214384.6797 | 216269.2922 | 218166.2033 | 220084.6619 | 221841.8513 | 223594.2698 | 225336.5209 | 227080.1514 | 228568.346 | 230020.4249 | 231425.4869 | 232792.6641 | 233827.4721 | 234770.9697
N-1 |  | Deficit Flex-2-2 | 57814.1638 | 62191.7469 | 64361.1052 | 66628.501 | 69068.2267 | 71918.961 | 74820.6792 | 78496.8393 | 82309.216 | 86348.3473 | 90544.7485 | 94913.207 | 99465.7345 | 104037.4078 | 108760.5825 | 113603.9974 | 118575.883 | 123222.715 | 127939.1384 | 132690.6949 | 137509.2221 | 141696.5467 | 145839.4246 | 149897.7742 | 153895.1644 | 156987.0204 | 159822.5063
Residential | Cost of Reliability (N-1) | $/kWh | 4.4933 | 4.6057 | 4.7208 | 4.8388 | 4.9598 | 5.0838 | 5.2109 | 5.3412 | 5.4747 | 5.6115 | 5.7518 | 5.8956 | 6.043 | 6.1941 | 6.349 | 6.5077 | 6.6704 | 6.8371 | 7.0081 | 7.1833 | 7.3628 | 7.5469 | 7.7356 | 7.929 | 8.1272 | 8.3304 | 8.5386
Residential | Cost of Reliability (N-0) | $/kWh | 3.792 | 3.8868 | 3.984 | 4.0836 | 4.1857 | 4.2903 | 4.3976 | 4.5075 | 4.6202 | 4.7357 | 4.8541 | 4.9754 | 5.0998 | 5.2273 | 5.358 | 5.4919 | 5.6292 | 5.77 | 5.9142 | 6.0621 | 6.2136 | 6.369 | 6.5282 | 6.6914 | 6.8587 | 7.0302 | 7.2059
Commerical | Cost of Reliability (N-1) | $/kWh | 166.5977 | 170.7626 | 175.0317 | 179.4075 | 183.8927 | 188.49 | 193.2022 | 198.0323 | 202.9831 | 208.0577 | 213.2591 | 218.5906 | 224.0553 | 229.6567 | 235.3981 | 241.2831 | 247.3152 | 253.4981 | 259.8355 | 266.3314 | 272.9897 | 279.8144 | 286.8098 | 293.98 | 301.3295 | 308.8628 | 316.5843
Commerical | Cost of Reliability (N-0) | $/kWh | 153.8372 | 157.6831 | 161.6252 | 165.6658 | 169.8075 | 174.0527 | 178.404 | 182.8641 | 187.4357 | 192.1216 | 196.9246 | 201.8477 | 206.8939 | 212.0663 | 217.3679 | 222.8021 | 228.3722 | 234.0815 | 239.9335 | 245.9319 | 252.0802 | 258.3822 | 264.8417 | 271.4628 | 278.2493 | 285.2056 | 292.3357
Residential | Cost of Reliability (N-2) | $/kwh | #REF! | #REF! | #REF! | #REF! | #REF! | #REF! | #REF! | #REF! | #REF! | #REF! | #REF! | #REF! | #REF! | #REF! | #REF! | #REF! | #REF! | #REF! | #REF! | #REF! | #REF! | #REF! | #REF! | #REF! | #REF! | #REF! | #REF!
Commerical | Cost of Reliability (N-2) | $/kwh | #REF! | #REF! | #REF! | #REF! | #REF! | #REF! | #REF! | #REF! | #REF! | #REF! | #REF! | #REF! | #REF! | #REF! | #REF! | #REF! | #REF! | #REF! | #REF! | #REF! | #REF! | #REF! | #REF! | #REF! | #REF! | #REF! | #REF!
Residential (N-1) | Monetized EENS | 1363590.1346 | 1354.9655 | 3468.8297 | 5582.694 | 7696.5582 | 9810.4224 | 11924.2866 | 14038.1508 | 20302.0204 | 26565.8899 | 32829.7594 | 39093.629 | 78738.5386 | 118383.4482 | 158028.3578 | 197673.2674 | 237318.177 | 276963.0867 | 380936.4738 | 484909.8609 | 588883.2481 | 692856.6352 | 796830.0224 | 972770.2131 | 1148710.4037 | 1324650.5944 | 1500590.7851 | 1676530.9757
Commerical(N-1) | Monetized EENS | 5658197.94 | 5622.4102 | 14393.8598 | 23165.3095 | 31936.7591 | 40708.2087 | 49479.6583 | 58251.108 | 84242.9458 | 110234.7837 | 136226.6215 | 162218.4594 | 326724.45 | 491230.4407 | 655736.4313 | 820242.4219 | 984748.4126 | 1149254.4032 | 1580690.4998 | 2012126.5963 | 2443562.6929 | 2874998.7894 | 3306434.886 | 4036496.2139 | 4766557.5418 | 5496618.8697 | 6226680.1977 | 6956741.5256
Aggregate | Monetized EENS | 7021788.0745 | 6977.3757 | 17862.6896 | 28748.0034 | 39633.3173 | 50518.6311 | 61403.9449 | 72289.2588 | 104544.9662 | 136800.6736 | 169056.381 | 201312.0884 | 405462.9886 | 609613.8889 | 813764.7891 | 1017915.6894 | 1222066.5896 | 1426217.4899 | 1961626.9736 | 2497036.4572 | 3032445.9409 | 3567855.4246 | 4103264.9083 | 5009266.4269 | 5915267.9455 | 6821269.4641 | 7727270.9827 | 8633272.5013
Residential (N-0) | Monetized EENS | 55025530.5529 | 160316.9663 | 426669.2569 | 622795.9652 | 833703.4387 | 1064554.7712 | 1155250.6033 | 1567814.793 | 2064587.6917 | 2485972.1963 | 2907214.7827 | 3653487.0544 | 4512360.7013 | 5845712.9396 | 7145234.3901 | 9104342.6873 | 11402628.5447 | 14095767.6616 | 17191903.0116 | 19393249.5684 | 22204176.9235 | 25300486.7175 | 28417067.4149 | 31752052.5496 | 35546944.4822 | 39903552.5976 | 43253166.6776 | 46546673.2399
Commerical(N-0) | Monetized EENS | 242736972.2988 | 903378.8257 | 2253314.5962 | 3310509.5162 | 4447440.2171 | 5587242.1815 | 5454561.6522 | 7543245.1948 | 10054559.7799 | 11610814.2147 | 12826351.0572 | 16062284.1229 | 19403643.1206 | 25219740.5046 | 31071411.1969 | 39644741.2569 | 50251518.1649 | 62975375.3076 | 77967536.6231 | 85493629.6257 | 96889943.2643 | 109044932.472 | 122534152.5385 | 136516549.2211 | 152312518.5813 | 170666427.5178 | 185761195.9583 | 198274570.2853
Aggregate | Monetized EENS | 297762502.8517 | 1063695.7919 | 2679983.8531 | 3933305.4814 | 5281143.6558 | 6651796.9527 | 6609812.2555 | 9111059.9878 | 12119147.4716 | 14096786.411 | 15733565.8399 | 19715771.1773 | 23916003.8219 | 31065453.4442 | 38216645.587 | 48749083.9442 | 61654146.7096 | 77071142.9692 | 95159439.6347 | 104886879.1941 | 119094120.1878 | 134345419.1894 | 150951219.9534 | 168268601.7707 | 187859463.0636 | 210569980.1155 | 229014362.6359 | 244821243.5253
Residential (N-1) | Monetized Value for Flex-1 | 988376054.253 | 22022883.7382 | 30015837.815 | 38394675.2933 | 47173694.7469 | 56367668.5011 | 65991857.3838 | 76062025.9178 | 86594457.9677 | 98098694.196 | 109113941.9481 | 121136305.764 | 133691591.557 | 146798931.4485 | 160478081.0899 | 174749438.8812 | 189634065.7614 | 205153705.5863 | 221330806.1114 | 238188540.5967 | 255750830.0524 | 274042366.1431 | 293088634.7695 | 312915940.3484 | 333551430.8095 | 355023123.331 | 377359930.8342 | 400591689.2606
Commerical(N-1) | Monetized Value for Flex-1 | 4071746129.6339 | 90726187.9104 | 123654221.4119 | 158171952.7211 | 194338286.7074 | 232214079.9225 | 271862201.3692 | 313347595.0882 | 356737344.6174 | 404130570.2379 | 449509343.0323 | 499037063.9093 | 550760227.4907 | 604757651.0862 | 661110720.7193 | 719903470.3022 | 781222663.1637 | 845157875.9994 | 911801585.3124 | 981249256.4185 | 1053599435.0891 | 1128953841.908 | 1207417469.4209 | 1289098682.1582 | 1374109319.6141 | 1462564802.2663 | 1554584240.7265 | 1650290548.1082
Aggregate | Monetized Value for Flex-1 | 5060122183.8869 | 112749071.6485 | 153670059.2269 | 196566628.0144 | 241511981.4542 | 288581748.4236 | 337854058.753 | 389409621.0061 | 443331802.5851 | 502229264.4339 | 558623284.9804 | 620173369.6733 | 684451819.0477 | 751556582.5347 | 821588801.8092 | 894652909.1834 | 970856728.9251 | 1050311581.5857 | 1133132391.4237 | 1219437797.0151 | 1309350265.1415 | 1402996208.0511 | 1500506104.1904 | 1602014622.5066 | 1707660750.4236 | 1817587925.5973 | 1931944171.5607 | 2050882237.3688
Residential | Monetized Value for Flex-2_1 | 80397646.4819 | 6582087.2606 | 6829704.9761 | 7040875.7898 | 7259479.0789 | 7486869.9132 | 7727984.1793 | 7976465.26 | 8245922.7093 | 8525108.9171 | 8816508.0681 | 9118202.2223 | 9430580.1947 | 9754158.6442 | 10085907.0708 | 10428934.5038 | 10783417.5037 | 11150198.2377 | 11520203.6948 | 11901486.6017 | 12294078.8097 | 12698939.3342 | 13101717.307 | 13514575.3969 | 13937056.3421 | 14369876.1618 | 14794596.8435 | 15225650.609
Commerical | Monetized Value for Flex-2_1 | 362404608.2938 | 29669758.5044 | 30785932.9837 | 31737817.5145 | 32723205.0579 | 33748203.7968 | 34835062.9894 | 35955129.2184 | 37169749.6163 | 38428223.8717 | 39741749.8244 | 41101682.0679 | 42509773.2459 | 43968352.2761 | 45463758.7198 | 47010006.9984 | 48607892.9855 | 50261212.8784 | 51929068.7001 | 53647759.3404 | 55417428.3743 | 57242398.7086 | 59057981.625 | 60919002.2006 | 62823399.259 | 64774400.3654 | 66688893.3764 | 68631933.7246
Aggregate | Monetized Value for Flex-2_1 | 442802254.7757 | 36251845.765 | 37615637.9598 | 38778693.3042 | 39982684.1368 | 41235073.7101 | 42563047.1687 | 43931594.4784 | 45415672.3255 | 46953332.7888 | 48558257.8925 | 50219884.2902 | 51940353.4406 | 53722510.9203 | 55549665.7907 | 57438941.5022 | 59391310.4891 | 61411411.1161 | 63449272.3949 | 65549245.9421 | 67711507.1841 | 69941338.0428 | 72159698.932 | 74433577.5974 | 76760455.6011 | 79144276.5273 | 81483490.2199 | 83857584.3336
Residential | Monetized Value for Flex-2_2 | 54583074.6803 | 3183505.9508 | 3501298.6693 | 3708828.1598 | 3936504.171 | 4165534.2092 | 4437751.4345 | 4723565.5501 | 5060818.839 | 5437092.1084 | 5839953.1824 | 6220644.8936 | 6658026.6288 | 7126613.4042 | 7619430.7213 | 8116668.0124 | 8703595.6691 | 9258176.1099 | 9818811.9346 | 10432384.2337 | 11077401.356 | 11714551.9926 | 12361971.9517 | 13008482.7227 | 13689634.48 | 14392513.3376 | 15018449.3869 | 15652500.7068
Commerical | Monetized Value for Flex-2_2 | 220929522.3923 | 12889047.8907 | 14192439.9036 | 15032695.4482 | 15976263.9181 | 16895761.0428 | 17993947.2411 | 19143565.0788 | 20515045.7268 | 22026293.5328 | 23652588.3431 | 25142724.7734 | 26923057.0577 | 28826689.3974 | 30833993.5918 | 32816123.423 | 35206298.5823 | 37453390.3227 | 39690769.4543 | 42196911.435 | 44777815.1775 | 47317530.4867 | 49960110.6354 | 52548762.1363 | 55315396.7539 | 58139885.1782 | 60645541.3171 | 63204506.9861
Aggregate | Monetized Value for Flex-2_2 | 275512597.0727 | 16072553.8414 | 17693738.573 | 18741523.6081 | 19912768.0891 | 21061295.252 | 22431698.6756 | 23867130.6289 | 25575864.5658 | 27463385.6412 | 29492541.5254 | 31363369.667 | 33581083.6865 | 35953302.8016 | 38453424.3131 | 40932791.4354 | 43909894.2514 | 46711566.4326 | 49509581.3889 | 52629295.6687 | 55855216.5335 | 59032082.4793 | 62322082.5872 | 65557244.859 | 69005031.2339 | 72532398.5158 | 75663990.704 | 78857007.6929
Aggregate Monetized Costs ($) |  | 6083221326.6615 | 166144144.4226 | 211677282.3023 | 258048898.4115 | 306728210.6532 | 357580432.9695 | 409520020.7977 | 466391695.3599 | 526547031.9141 | 590879569.9484 | 652576706.6193 | 721673706.8961 | 794294722.9853 | 872907463.5896 | 954622302.2891 | 1042791641.7546 | 1137034146.9648 | 1236931919.5935 | 1343212311.8158 | 1445000254.2773 | 1555043554.9878 | 1669882903.1872 | 1790042370.5713 | 1915283313.1607 | 2047200968.2677 | 2186655850.22 | 2325833286.1032 | 2467051345.4218
Residential (N-1) | Monetized EENS | 1363590.1346
Commerical(N-1) | Monetized EENS | 5658197.94
Aggregate | Monetized EENS | 7021788.0745
Residential (N-0) | Monetized EENS | 55025530.5529
Commerical(N-0) | Monetized EENS | 242736972.2988
Aggregate | Monetized EENS | 297762502.8517
Residential (N-0) | Monetized Value for Flex-1 | 988376054.253
Commerical(N-0) | Monetized Value for Flex-1 | 4071746129.6339
Aggregate | Monetized Value for Flex-1 | 5060122183.8869
Residential | Monetized Value for Flex-2 | 134980721.1623
Commerical | Monetized Value for Flex-3 | 583334130.6861
Aggregate | Monetized Value for Flex-4 | 718314851.8483
Aggregate ($M) |  | 6083.2213
Note on C3: Sum of the EENS accumulated under N-1 condition, considering all outages in the system
Note on C4: Representative of the peak MW load drop required while considering all outages
Note on C5: Sum of total customers interrupted for all outages x number of outage hours/ total number of customers served.
Note on C6: Sum of total hours customers were without power due to all outages/ total number of customers served.
Note on C7: Periods with flexibility shortages in the system
Note on C8: Sum of EENS accumulated due to N-0 overloads in the system (transformer and lines)
Note on C13: Sum of EENS accumulated under N-2 events in the systems (emergency, planned or unplanned maintainence events)
Note on C14: Sum of EENS accumulated under entire Valley substation outage (considered over 2 week period)
Note on C15: Sum of EENS accumulated considering N-2 transformer outage event at Valley South (Loss of Valley Transformer and unavailable spare)

## Alberhill System Project
|  | Component | 2022 | 2023 | 2024 | 2025 | 2026 | 2027 | 2028 | 2029 | 2030 | 2031 | 2032 | 2033 | 2034 | 2035 | 2036 | 2037 | 2038 | 2039 | 2040 | 2041 | 2042 | 2043 | 2044 | 2045 | 2046 | 2047 | 2048
| Baseline | Losses (MWh) | 49667 | 50103.7904 | 50540.5808 | 50977.3712 | 51414.1615 | 51850.9519 | 52287.7423 | 52724.5327 | 53161.3231 | 53598.1135 | 54034.9038 | 54471.6942 | 54908.4846 | 55345.275 | 55782.0654 | 56218.8558 | 56655.6462 | 57092.4365 | 57529.2269 | 57966.0173 | 58402.8077 | 58839.5981 | 59276.3885 | 59713.1788 | 60149.9692 | 60586.7596 | 61023.55
N-1 |  | EENS | 10 | 20.5 | 29.88 | 39.26 | 48.64 | 58.02 | 67.4 | 91.45 | 115.5 | 139.55 | 163.6 | 249.4667 | 335.3333 | 421.2 | 507.0667 | 592.9333 | 678.8 | 893.22 | 1107.64 | 1322.06 | 1536.48 | 1595.6 | 1841.08 | 2086.56 | 2332.04 | 2577.52 | 2823
N-1 |  | IP | 2 | 3 | 4.68 | 6.36 | 8.04 | 9.72 | 11.4 | 13.2 | 15 | 16.8 | 18.6 | 21.35 | 24.1 | 26.85 | 29.6 | 32.35 | 35.1 | 37.14 | 39.18 | 41.22 | 43.26 | 45.3 | 49.92 | 54.54 | 59.16 | 63.78 | 68.4
N-1 |  | SAIDI | 0.084812 | 0.24283 | 0.34046 | 0.43809 | 0.53572 | 0.63335 | 0.73098 | 1.1655 | 1.5999 | 2.0344 | 2.4689 | 6.1188 | 9.7688 | 13.4187 | 17.0687 | 20.7186 | 24.3686 | 38.1776 | 51.9865 | 65.7955 | 79.6045 | 93.4135 | 125.5074 | 157.6012 | 189.6951 | 221.789 | 253.8829
N-1 |  | SAIFI | 0.006058 | 0.017772 | 0.025047 | 0.032322 | 0.039597 | 0.046872 | 0.054147 | 0.073799 | 0.093451 | 0.1131 | 0.13275 | 0.20938 | 0.286 | 0.36262 | 0.43924 | 0.51587 | 0.59249 | 0.75647 | 0.92046 | 1.0844 | 1.2484 | 1.4124 | 1.6369 | 1.8614 | 2.0859 | 2.3103 | 2.5348
N-1 |  | PFD | 14 | 21 | 23.2 | 25.4 | 27.6 | 29.8 | 32 | 35.75 | 39.5 | 43.25 | 47 | 53.8333 | 60.6667 | 67.5 | 74.3333 | 81.1667 | 88 | 94.4 | 100.8 | 107.2 | 113.6 | 120 | 126.6 | 133.2 | 139.8 | 146.4 | 153
N-0 |  | EENS | 22.2 | 65.8 | 102.72 | 139.64 | 176.56 | 213.48 | 250.4 | 348.675 | 446.95 | 545.225 | 643.5 | 904.9167 | 1166.3333 | 1427.75 | 1689.1667 | 1950.5833 | 2212 | 2606.48 | 3000.96 | 3395.44 | 3789.92 | 4184.4 | 4609.44 | 5034.48 | 5459.52 | 5884.56 | 6309.6
N-0 |  | IP | 13 | 27 | 34.52 | 42.04 | 49.56 | 57.08 | 64.6 | 75.025 | 85.45 | 95.875 | 106.3 | 120.25 | 134.2 | 148.15 | 162.1 | 176.05 | 190 | 201.2 | 212.4 | 223.6 | 234.8 | 246 | 254.48 | 262.96 | 271.44 | 279.92 | 288.4
N-0 |  | SAIDI | 0.047254 | 0.28012 | 0.59718 | 0.91425 | 1.2313 | 1.5484 | 1.8655 | 3.7961 | 5.7267 | 7.6574 | 9.588 | 22.5073 | 35.4267 | 48.346 | 61.2653 | 74.1847 | 87.104 | 116.8885 | 146.6729 | 176.4574 | 206.2418 | 236.0263 | 292.2337 | 348.4411 | 404.6486 | 460.856 | 517.0634
N-0 |  | SAIFI | 0.023627 | 0.070029 | 0.10932 | 0.14861 | 0.18791 | 0.2272 | 0.26649 | 0.37108 | 0.47567 | 0.58027 | 0.68486 | 0.96307 | 1.2413 | 1.5195 | 1.7977 | 2.0759 | 2.3542 | 2.774 | 3.1938 | 3.6137 | 4.0335 | 4.4533 | 4.9057 | 5.358 | 5.8104 | 6.2628 | 6.7151
N-0 |  | PFD | 2 | 4 | 4.6 | 5.2 | 5.8 | 6.4 | 7 | 8.75 | 10.5 | 12.25 | 14 | 17.8333 | 21.6667 | 25.5 | 29.3333 | 33.1667 | 37 | 40.2 | 43.4 | 46.6 | 49.8 | 53 | 57.8 | 62.6 | 67.4 | 72.2 | 77
N-1 |  | Deficit Flex-1 | 5445.8257 | 7241.2936 | 9036.7614 | 10832.2293 | 12627.6972 | 14423.1651 | 16218.633 | 18014.1008 | 19909.5687 | 21605.0366 | 23400.5045 | 25195.9724 | 26991.4402 | 28786.9081 | 30582.376 | 32377.8439 | 34173.3118 | 35968.7796 | 37764.2475 | 39559.7154 | 41355.1833 | 43150.6512 | 44946.119 | 46741.5869 | 48537.0548 | 50332.5227 | 52127.9906
N-1 |  | Deficit Flex-2-1 | 192864.6662 | 195239.242 | 196366.7654 | 197525.3756 | 198743.9239 | 200140.9384 | 201537.7103 | 203264.3598 | 205020.8584 | 206857.3016 | 208717.8537 | 210603.1815 | 212516.4069 | 214384.6797 | 216269.2922 | 218166.2033 | 220084.6619 | 221841.8513 | 223594.2698 | 225336.5209 | 227080.1514 | 228568.346 | 230020.4249 | 231425.4869 | 232792.6641 | 233827.4721 | 234770.9697
N-1 |  | Deficit Flex-2-2 | 57814.1638 | 62191.7469 | 64361.1052 | 66628.501 | 69068.2267 | 71918.961 | 74820.6792 | 78496.8393 | 82309.216 | 86348.3473 | 90544.7485 | 94913.207 | 99465.7345 | 104037.4078 | 108760.5825 | 113603.9974 | 118575.883 | 123222.715 | 127939.1384 | 132690.6949 | 137509.2221 | 141696.5467 | 145839.4246 | 149897.7742 | 153895.1644 | 156987.0204 | 159822.5063
|  | Component | 2022 | 2023 | 2024 | 2025 | 2026 | 2027 | 2028 | 2029 | 2030 | 2031 | 2032 | 2033 | 2034 | 2035 | 2036 | 2037 | 2038 | 2039 | 2040 | 2041 | 2042 | 2043 | 2044 | 2045 | 2046 | 2047 | 2048
| Alberhill System Project | Losses (MWh) | 40620.8118 | 40962.5566 | 41304.3014 | 41646.0462 | 41987.791 | 42329.5357 | 42671.2805 | 43013.0253 | 43354.7701 | 43696.5149 | 44038.2597 | 44380.0045 | 44721.7493 | 45063.4941 | 45405.2389 | 45746.9837 | 46088.7285 | 46430.4733 | 46772.2181 | 47113.9629 | 47455.7077 | 47797.4525 | 48139.1973 | 48480.9421 | 48822.6869 | 49164.4317 | 49506.1765
N-1 |  | EENS | 0 | 0 | 0 | 0 | 0 | 0 | 0 | 0 | 0 | 0 | 0 | 0 | 0 | 0 | 0 | 0 | 20.7 | 33.38 | 46.06 | 58.74 | 71.42 | 84.1 | 102.25 | 120.4 | 138.55 | 156.7 | 202.2
N-1 |  | IP | 0 | 0 | 0 | 0 | 0 | 0 | 0 | 0 | 0 | 0 | 0 | 0 | 0 | 0 | 0 | 0 | 7.7 | 9.46 | 11.22 | 12.98 | 14.74 | 16.5 | 18.13 | 19.76 | 21.39 | 23.02 | 24
N-1 |  | SAIDI | 0 | 0 | 0 | 0 | 0 | 0 | 0 | 0 | 0 | 0 | 0 | 0 | 0 | 0 | 0 | 0 | 0.20944 | 0.63555 | 1.0617 | 1.4878 | 1.9139 | 2.34 | 3.2253 | 4.1106 | 4.996 | 5.8813 | 9.0627
N-1 |  | SAIFI | 0 | 0 | 0 | 0 | 0 | 0 | 0 | 0 | 0 | 0 | 0 | 0 | 0 | 0 | 0 | 0 | 0.05236 | 0.084433 | 0.11651 | 0.14858 | 0.18065 | 0.21273 | 0.25886 | 0.305 | 0.35113 | 0.39727 | 0.51371
N-1 |  | PFD | 0 | 0 | 0 | 0 | 0 | 0 | 0 | 0 | 0 | 0 | 0 | 0 | 0 | 0 | 0 | 0 | 4 | 4.8 | 5.6 | 6.4 | 7.2 | 8 | 9 | 10 | 11 | 12 | 14
N-1 |  | Deficit Flex-1 | 0 | 0 | 0 | 0 | 0 | 0 | 0 | 0 | 0 | 0 | 0 | 0 | 0 | 0 | 0 | 0 | 0 | 0 | 0 | 0 | 0 | 0 | 0 | 0 | 0 | 0 | 0
N-1 |  | Deficit Flex-2-1 | 7809.9045 | 8335.6531 | 8589.7896 | 8855.5571 | 9142.7442 | 9476.0148 | 9813.7176 | 10235.503 | 10684.4308 | 11160.4342 | 11648.1996 | 12149.0009 | 12672.099 | 13188.2516 | 13713.0056 | 14248.257 | 14803.4275 | 15320.9681 | 15843.6004 | 16367.6041 | 16894.5848 | 17351.0623 | 17803.3316 | 18242.6697 | 18671.6332 | 18999.3667 | 19302.1182
N-1 |  | Deficit Flex-2-2 | 0 | 0 | 0 | 0 | 0 | 0 | 0 | 0 | 0 | 0 | 0 | 0 | 0 | 0 | 0 | 0 | 0 | 0 | 2.3358 | 12.6267 | 26.5178 | 44.3076 | 61.6658 | 79.9364 | 100.2583 | 118.5099 | 137.8941
N-0 |  | EENS | 0 | 0 | 0 | 0 | 0 | 0 | 0 | 0 | 0 | 0 | 0 | 0 | 0 | 0 | 0 | 0 | 0 | 0 | 0 | 0 | 0 | 0 | 0 | 0 | 1 | 2 | 3
N-0 |  | IP | 0 | 0 | 0 | 0 | 0 | 0 | 0 | 0 | 0 | 0 | 0 | 0 | 0 | 0 | 0 | 0 | 0 | 0 | 0 | 0 | 0 | 0 | 0 | 0 | 0.63333 | 1.2667 | 1.9
N-0 |  | SAIDI | 0 | 0 | 0 | 0 | 0 | 0 | 0 | 0 | 0 | 0 | 0 | 0 | 0 | 0 | 0 | 0 | 0 | 0 | 0 | 0 | 0 | 0 | 0 | 0 | 0.0069325 | 0.013865 | 0.020797
N-0 |  | SAIFI | 0 | 0 | 0 | 0 | 0 | 0 | 0 | 0 | 0 | 0 | 0 | 0 | 0 | 0 | 0 | 0 | 0 | 0 | 0 | 0 | 0 | 0 | 0 | 0 | 0.0034662 | 0.0069325 | 0.010399
N-0 |  | PFD | 0 | 0 | 0 | 0 | 0 | 0 | 0 | 0 | 0 | 0 | 0 | 0 | 0 | 0 | 0 | 0 | 0 | 0 | 0 | 0 | 0 | 0 | 0 | 0 | 0.66667 | 1.3333 | 2
N-0 Monetized | Residential | $ | 0 | 0 | 0 | 0 | 0 | 0 | 0 | 0 | 0 | 0 | 0 | 0 | 0 | 0 | 0 | 0 | 0 | 0 | 0 | 0 | 0 | 0 | 0 | 0 | 6857.4045 | 24839.3631 | 46980.5779
N-0 Monetized | Commercial | $ | 0 | 0 | 0 | 0 | 0 | 0 | 0 | 0 | 0 | 0 | 0 | 0 | 0 | 0 | 0 | 0 | 0 | 0 | 0 | 0 | 0 | 0 | 0 | 0 | 41023.7404 | 139968.6833 | 264733.4232
N-1 Monetized | Residential | $ | 0 | 0 | 0 | 0 | 0 | 0 | 0 | 0 | 0 | 0 | 0 | 0 | 0 | 0 | 0 | 0 | 13565.0268 | 23322.8593 | 33080.6917 | 42838.5241 | 52596.3565 | 62354.1889 | 83806.8089 | 105259.4289 | 126712.0488 | 148164.6688 | 169617.2887
N-1 Monetized | Commercial | $ | 0 | 0 | 0 | 0 | 0 | 0 | 0 | 0 | 0 | 0 | 0 | 0 | 0 | 0 | 0 | 0 | 56287.8866 | 96777.874 | 137267.8613 | 177757.8486 | 218247.836 | 258737.8233 | 347755.1659 | 436772.5084 | 525789.8509 | 614807.1934 | 703824.536
Flex-2-2 Monetized | Aggregate of Customer and Residential | $ | 0 | 0 | 0 | 0 | 0 | 0 | 0 | 0 | 0 | 0 | 0 | 0 | 0 | 0 | 0 | 0 | 0 | 0 | 3945.6782 | 17089.0765 | 28491.1986 | 50945.3617 | 73963.5978 | 93129.7236 | 121322.9163 | 109331.5335 | 134369.7881
|  | LMP | 40 | 41 | 42.025 | 43.0756 | 44.1525 | 45.2563 | 46.3877 | 47.5474 | 48.7361 | 49.9545 | 51.2034 | 52.4835 | 53.7956 | 55.1404 | 56.519 | 57.9319 | 59.3802 | 60.8647 | 62.3863 | 63.946 | 65.5447 | 67.1833 | 68.8629 | 70.5844 | 72.349 | 74.1578 | 76.0117
Comparison to Baseline
| NPV of benefit | Component | 2022 | 2023 | 2024 | 2025 | 2026 | 2027 | 2028 | 2029 | 2030 | 2031 | 2032 | 2033 | 2034 | 2035 | 2036 | 2037 | 2038 | 2039 | 2040 | 2041 | 2042 | 2043 | 2044 | 2045 | 2046 | 2047 | 2048
277608.0838 | 90383.771 | Losses (MWh) | 9046.1882 | 9141.2338 | 9236.2794 | 9331.325 | 9426.3706 | 9521.4162 | 9616.4618 | 9711.5074 | 9806.5529 | 9901.5985 | 9996.6441 | 10091.6897 | 10186.7353 | 10281.7809 | 10376.8265 | 10471.8721 | 10566.9176 | 10661.9632 | 10757.0088 | 10852.0544 | 10947.1 | 11042.1456 | 11137.1912 | 11232.2368 | 11327.2824 | 11422.3279 | 11517.3735
15806446.9017 | 4494322.1866 | Losses ($) | 361847.5294 | 374790.5868 | 388154.6423 | 401952.6565 | 416197.9747 | 430904.3384 | 446085.8966 | 461757.2175 | 477933.3007 | 494629.5899 | 511861.9852 | 529646.8567 | 548001.0581 | 566941.9403 | 586487.3659 | 606655.7241 | 627465.9456 | 648937.5184 | 671090.5035 | 693945.552 | 717523.9213 | 741847.4932 | 766938.7912 | 792820.9993 | 819517.9812 | 847054.299 | 875455.234
20.6493 | 2942.7423 | EENS | 10 | 20.5 | 29.88 | 39.26 | 48.64 | 58.02 | 67.4 | 91.45 | 115.5 | 139.55 | 163.6 | 249.4667 | 335.3333 | 421.2 | 507.0667 | 592.9333 | 658.1 | 859.84 | 1061.58 | 1263.32 | 1465.06 | 1511.5 | 1738.83 | 1966.16 | 2193.49 | 2420.82 | 2620.8
0.60115 | 132.9174 | IP | 2 | 3 | 4.68 | 6.36 | 8.04 | 9.72 | 11.4 | 13.2 | 15 | 16.8 | 18.6 | 21.35 | 24.1 | 26.85 | 29.6 | 32.35 | 27.4 | 27.68 | 27.96 | 28.24 | 28.52 | 28.8 | 31.79 | 34.78 | 37.77 | 40.76 | 44.4
1.3443 | 155.8585 | SAIDI | 0.084812 | 0.24283 | 0.34046 | 0.43809 | 0.53572 | 0.63335 | 0.73098 | 1.1655 | 1.5999 | 2.0344 | 2.4689 | 6.1188 | 9.7688 | 13.4187 | 17.0687 | 20.7186 | 24.1591 | 37.542 | 50.9249 | 64.3077 | 77.6906 | 91.0735 | 122.282 | 153.4906 | 184.6991 | 215.9077 | 244.8202
0.016271 | 2.3432 | SAIFI | 0.006058 | 0.017772 | 0.025047 | 0.032322 | 0.039597 | 0.046872 | 0.054147 | 0.073799 | 0.093451 | 0.1131 | 0.13275 | 0.20938 | 0.286 | 0.36262 | 0.43924 | 0.51587 | 0.54013 | 0.67204 | 0.80395 | 0.93586 | 1.0678 | 1.1997 | 1.378 | 1.5564 | 1.7347 | 1.9131 | 2.0211
1.907 | 420.6075 | PFD | 14 | 21 | 23.2 | 25.4 | 27.6 | 29.8 | 32 | 35.75 | 39.5 | 43.25 | 47 | 53.8333 | 60.6667 | 67.5 | 74.3333 | 81.1667 | 84 | 89.6 | 95.2 | 100.8 | 106.4 | 112 | 117.6 | 123.2 | 128.8 | 134.4 | 139
777.3465 | 179220.4758 | Flex-1 | 5445.8257 | 7241.2936 | 9036.7614 | 10832.2293 | 12627.6972 | 14423.1651 | 16218.633 | 18014.1008 | 19909.5687 | 21605.0366 | 23400.5045 | 25195.9724 | 26991.4402 | 28786.9081 | 30582.376 | 32377.8439 | 34173.3118 | 35968.7796 | 37764.2475 | 39559.7154 | 41355.1833 | 43150.6512 | 44946.119 | 46741.5869 | 48537.0548 | 50332.5227 | 52127.9906
5426.2386 | 1797044.0534 | Flex-2-1 | 185054.7617 | 186903.5889 | 187776.9759 | 188669.8184 | 189601.1797 | 190664.9236 | 191723.9927 | 193028.8567 | 194336.4276 | 195696.8674 | 197069.6541 | 198454.1806 | 199844.3079 | 201196.4281 | 202556.2866 | 203917.9463 | 205281.2344 | 206520.8832 | 207750.6694 | 208968.9168 | 210185.5666 | 211217.2837 | 212217.0933 | 213182.8172 | 214121.0309 | 214828.1055 | 215468.8515
2872.7755 | 786730.297 | Flex-2-2 | 57814.1638 | 62191.7469 | 64361.1052 | 66628.501 | 69068.2267 | 71918.961 | 74820.6792 | 78496.8393 | 82309.216 | 86348.3473 | 90544.7485 | 94913.207 | 99465.7345 | 104037.4078 | 108760.5825 | 113603.9974 | 118575.883 | 123222.715 | 127936.8026 | 132678.0682 | 137482.7044 | 141652.2391 | 145777.7588 | 149817.8377 | 153794.906 | 156868.5105 | 159684.6122
56.5747 | 8657.0563 | EENS | 22.2 | 65.8 | 102.72 | 139.64 | 176.56 | 213.48 | 250.4 | 348.675 | 446.95 | 545.225 | 643.5 | 904.9167 | 1166.3333 | 1427.75 | 1689.1667 | 1950.5833 | 2212 | 2606.48 | 3000.96 | 3395.44 | 3789.92 | 4184.4 | 4609.44 | 5034.48 | 5458.52 | 5882.56 | 6306.6
4.0526 | 852.7429 | IP | 13 | 27 | 34.52 | 42.04 | 49.56 | 57.08 | 64.6 | 75.025 | 85.45 | 95.875 | 106.3 | 120.25 | 134.2 | 148.15 | 162.1 | 176.05 | 190 | 201.2 | 212.4 | 223.6 | 234.8 | 246 | 254.48 | 262.96 | 270.8067 | 278.6533 | 286.5
3.2676 | 404.2284 | SAIDI | 0.047254 | 0.28012 | 0.59718 | 0.91425 | 1.2313 | 1.5484 | 1.8655 | 3.7961 | 5.7267 | 7.6574 | 9.588 | 22.5073 | 35.4267 | 48.346 | 61.2653 | 74.1847 | 87.104 | 116.8885 | 146.6729 | 176.4574 | 206.2418 | 236.0263 | 292.2337 | 348.4411 | 404.6416 | 460.8421 | 517.0427
0.060196 | 9.2123 | SAIFI | 0.023627 | 0.070029 | 0.10932 | 0.14861 | 0.18791 | 0.2272 | 0.26649 | 0.37108 | 0.47567 | 0.58027 | 0.68486 | 0.96307 | 1.2413 | 1.5195 | 1.7977 | 2.0759 | 2.3542 | 2.774 | 3.1938 | 3.6137 | 4.0335 | 4.4533 | 4.9057 | 5.358 | 5.8069 | 6.2558 | 6.7047
0.811 | 146.4666 | PFD | 2 | 4 | 4.6 | 5.2 | 5.8 | 6.4 | 7 | 8.75 | 10.5 | 12.25 | 14 | 17.8333 | 21.6667 | 25.5 | 29.3333 | 33.1667 | 37 | 40.2 | 43.4 | 46.6 | 49.8 | 53 | 57.8 | 62.6 | 66.7333 | 70.8667 | 75
Monetized Benefits for Alternative
Residential | Cost of Reliability (N-1) | $/kWh | 4.4933 | 4.6057 | 4.7208 | 4.8388 | 4.9598 | 5.0838 | 5.2109 | 5.3412 | 5.4747 | 5.6115 | 5.7518 | 5.8956 | 6.043 | 6.1941 | 6.349 | 6.5077 | 6.6704 | 6.8371 | 7.0081 | 7.1833 | 7.3628 | 7.5469 | 7.7356 | 7.929 | 8.1272 | 8.3304 | 8.5386
Residential | Cost of Reliability (N-0) | $/kWh | 3.792 | 3.8868 | 3.984 | 4.0836 | 4.1857 | 4.2903 | 4.3976 | 4.5075 | 4.6202 | 4.7357 | 4.8541 | 4.9754 | 5.0998 | 5.2273 | 5.358 | 5.4919 | 5.6292 | 5.77 | 5.9142 | 6.0621 | 6.2136 | 6.369 | 6.5282 | 6.6914 | 6.8587 | 7.0302 | 7.2059
Commerical | Cost of Reliability (N-1) | $/kWh | 166.5977 | 170.7626 | 175.0317 | 179.4075 | 183.8927 | 188.49 | 193.2022 | 198.0323 | 202.9831 | 208.0577 | 213.2591 | 218.5906 | 224.0553 | 229.6567 | 235.3981 | 241.2831 | 247.3152 | 253.4981 | 259.8355 | 266.3314 | 272.9897 | 279.8144 | 286.8098 | 293.98 | 301.3295 | 308.8628 | 316.5843
Commerical | Cost of Reliability (N-0) | $/kWh | 153.8372 | 157.6831 | 161.6252 | 165.6658 | 169.8075 | 174.0527 | 178.404 | 182.8641 | 187.4357 | 192.1216 | 196.9246 | 201.8477 | 206.8939 | 212.0663 | 217.3679 | 222.8021 | 228.3722 | 234.0815 | 239.9335 | 245.9319 | 252.0802 | 258.3822 | 264.8417 | 271.4628 | 278.2493 | 285.2056 | 292.3357
Residential (N-1) | EENS | 1273056.8081 | 1354.9655 | 3468.8297 | 5582.694 | 7696.5582 | 9810.4224 | 11924.2866 | 14038.1508 | 20302.0204 | 26565.8899 | 32829.7594 | 39093.629 | 78738.5386 | 118383.4482 | 158028.3578 | 197673.2674 | 237318.177 | 263398.0598 | 357613.6145 | 451829.1693 | 546044.724 | 640260.2787 | 734475.8335 | 888963.4042 | 1043450.9749 | 1197938.5456 | 1352426.1163 | 1506913.687
Commerical(N-1) | EENS | 5282531.1848 | 5622.4102 | 14393.8598 | 23165.3095 | 31936.7591 | 40708.2087 | 49479.6583 | 58251.108 | 84242.9458 | 110234.7837 | 136226.6215 | 162218.4594 | 326724.45 | 491230.4407 | 655736.4313 | 820242.4219 | 984748.4126 | 1092966.5166 | 1483912.6258 | 1874858.735 | 2265804.8442 | 2656750.9534 | 3047697.0626 | 3688741.048 | 4329785.0334 | 4970829.0188 | 5611873.0042 | 6252916.9896
Aggregate | EENS | 6555587.9929 | 6977.3757 | 17862.6896 | 28748.0034 | 39633.3173 | 50518.6311 | 61403.9449 | 72289.2588 | 104544.9662 | 136800.6736 | 169056.381 | 201312.0884 | 405462.9886 | 609613.8889 | 813764.7891 | 1017915.6894 | 1222066.5896 | 1356364.5764 | 1841526.2403 | 2326687.9043 | 2811849.5682 | 3297011.2322 | 3782172.8961 | 4577704.4522 | 5373236.0083 | 6168767.5644 | 6964299.1205 | 7759830.6766
Residential (N-0) | EENS | 55019229.9142 | 160316.9663 | 426669.2569 | 622795.9652 | 833703.4387 | 1064554.7712 | 1155250.6033 | 1567814.793 | 2064587.6917 | 2485972.1963 | 2907214.7827 | 3653487.0544 | 4512360.7013 | 5845712.9396 | 7145234.3901 | 9104342.6873 | 11402628.5447 | 14095767.6616 | 17191903.0116 | 19393249.5684 | 22204176.9235 | 25300486.7175 | 28417067.4149 | 31752052.5496 | 35546944.4822 | 39896695.1932 | 43228327.3145 | 46499692.662
Commerical(N-0) | EENS | 242701248.5835 | 903378.8257 | 2253314.5962 | 3310509.5162 | 4447440.2171 | 5587242.1815 | 5454561.6522 | 7543245.1948 | 10054559.7799 | 11610814.2147 | 12826351.0572 | 16062284.1229 | 19403643.1206 | 25219740.5046 | 31071411.1969 | 39644741.2569 | 50251518.1649 | 62975375.3076 | 77967536.6231 | 85493629.6257 | 96889943.2643 | 109044932.472 | 122534152.5385 | 136516549.2211 | 152312518.5813 | 170625403.7775 | 185621227.275 | 198009836.8621
Aggregate | EENS | 297720478.4977 | 1063695.7919 | 2679983.8531 | 3933305.4814 | 5281143.6558 | 6651796.9527 | 6609812.2555 | 9111059.9878 | 12119147.4716 | 14096786.411 | 15733565.8399 | 19715771.1773 | 23916003.8219 | 31065453.4442 | 38216645.587 | 48749083.9442 | 61654146.7096 | 77071142.9692 | 95159439.6347 | 104886879.1941 | 119094120.1878 | 134345419.1894 | 150951219.9534 | 168268601.7707 | 187859463.0636 | 210522098.9706 | 228849554.5895 | 244509529.5242
Residential (N-1) | Value for Flex-1 | 988376054.253 | 22022883.7382 | 30015837.815 | 38394675.2933 | 47173694.7469 | 56367668.5011 | 65991857.3838 | 76062025.9178 | 86594457.9677 | 98098694.196 | 109113941.9481 | 121136305.764 | 133691591.557 | 146798931.4485 | 160478081.0899 | 174749438.8812 | 189634065.7614 | 205153705.5863 | 221330806.1114 | 238188540.5967 | 255750830.0524 | 274042366.1431 | 293088634.7695 | 312915940.3484 | 333551430.8095 | 355023123.331 | 377359930.8342 | 400591689.2606
Commerical(N-1) | Value for Flex-1 | 4071746129.6339 | 90726187.9104 | 123654221.4119 | 158171952.7211 | 194338286.7074 | 232214079.9225 | 271862201.3692 | 313347595.0882 | 356737344.6174 | 404130570.2379 | 449509343.0323 | 499037063.9093 | 550760227.4907 | 604757651.0862 | 661110720.7193 | 719903470.3022 | 781222663.1637 | 845157875.9994 | 911801585.3124 | 981249256.4185 | 1053599435.0891 | 1128953841.908 | 1207417469.4209 | 1289098682.1582 | 1374109319.6141 | 1462564802.2663 | 1554584240.7265 | 1650290548.1082
Aggregate | Value for Flex-1 | 5060122183.8869 | 112749071.6485 | 153670059.2269 | 196566628.0144 | 241511981.4542 | 288581748.4236 | 337854058.753 | 389409621.0061 | 443331802.5851 | 502229264.4339 | 558623284.9804 | 620173369.6733 | 684451819.0477 | 751556582.5347 | 821588801.8092 | 894652909.1834 | 970856728.9251 | 1050311581.5857 | 1133132391.4237 | 1219437797.0151 | 1309350265.1415 | 1402996208.0511 | 1500506104.1904 | 1602014622.5066 | 1707660750.4236 | 1817587925.5973 | 1931944171.5607 | 2050882237.3688
Residential (N-1) | Value for Flex-2-1 | 75937271.3764 | 6315550.7601 | 6538113.7418 | 6732882.5241 | 6934018.4562 | 7142454.1683 | 7362089.5594 | 7588057.6648 | 7830694.1516 | 8080832.4806 | 8340836.8807 | 8609330.3774 | 8886561.218 | 9172529.8387 | 9465454.7127 | 9767666.1596 | 10079161.2904 | 10400208.8928 | 10724588.8337 | 11058162.6753 | 11401082.7962 | 11754148.2274 | 12107140.7737 | 12468561.9101 | 12838434.4116 | 13217309.5315 | 13592479.8834 | 13973846.3155
Commerical(N-1) | Value for Flex-2-1 | 342298789.732 | 28468304.7268 | 29471541.1864 | 30349491.0687 | 31256141.8461 | 32195697.491 | 33185737.391 | 34204322.9627 | 35298043.7969 | 36425580.3244 | 37597589.6669 | 38807864.9018 | 40057525.0421 | 41346572.0541 | 42666975.435 | 44029239.4541 | 45433351.0894 | 46880521.9417 | 48342713.8164 | 49846348.5956 | 51392113.1486 | 52983609.2294 | 54574776.771 | 56203937.4627 | 57871193.9667 | 59579031.1417 | 61270168.5115 | 62989235.6546
Aggregate of Flex-2 (Component 1) | Value for Flex-2-1 | 418236061.1085 | 34783855.4869 | 36009654.9282 | 37082373.5928 | 38190160.3023 | 39338151.6594 | 40547826.9504 | 41792380.6274 | 43128737.9486 | 44506412.8051 | 45938426.5476 | 47417195.2792 | 48944086.2601 | 50519101.8927 | 52132430.1477 | 53796905.6136 | 55512512.3798 | 57280730.8345 | 59067302.6501 | 60904511.2709 | 62793195.9449 | 64737757.4568 | 66681917.5448 | 68672499.3728 | 70709628.3783 | 72796340.6732 | 74862648.3948 | 76963081.9701
Aggregate of Flex-2 (Component 2) | Value for Flex-2-2 | 275450967.5589 | 16072553.8414 | 17693738.573 | 18741523.6081 | 19912768.0891 | 21061295.252 | 22431698.6756 | 23867130.6289 | 25575864.5658 | 27463385.6412 | 29492541.5254 | 31363369.667 | 33581083.6865 | 35953302.8016 | 38453424.3131 | 40932791.4354 | 43909894.2514 | 46711566.4326 | 49509581.3889 | 52625349.9906 | 55838127.457 | 59003591.2807 | 62271137.2255 | 65483281.2612 | 68911901.5103 | 72411075.5995 | 75554659.1705 | 78722637.9048
Aggregate ($M) |  | 6058.0853 | 164676154.1445 | 210071299.2707 | 256352578.7001 | 304935686.8187 | 355683510.9188 | 407504800.5794 | 464252481.509 | 524260097.5372 | 588432649.9647 | 649956875.2744 | 718871017.8852 | 791298455.8048 | 869704054.562 | 951205066.6461 | 1039149605.866 | 1133155348.8555 | 1232731386.3984 | 1338710241.3377 | 1440181225.375 | 1549887558.2993 | 1664379987.2101 | 1784192551.8101 | 1909016709.3635 | 2040514979.384 | 2179486208.405 | 2318175332.8361 | 2458837317.4444
Aggregate ($M)+ Monetized Losses |  | 6062.5796 | 165038001.6739 | 210446089.8575 | 256740733.3424 | 305337639.4752 | 356099708.8934 | 407935704.9178 | 464698567.4056 | 524721854.7547 | 588910583.2654 | 650451504.8642 | 719382879.8703 | 791828102.6615 | 870252055.6201 | 951772008.5863 | 1039736093.2319 | 1133762004.5796 | 1233358852.344 | 1339359178.8561 | 1440852315.8785 | 1550581503.8513 | 1665097511.1315 | 1784934399.3033 | 1909783648.1547 | 2041307800.3833 | 2180305726.3862 | 2319022387.1351 | 2459712772.6784
Project Cost |  | 545
Benefit-Cost Ratio |  | 11.124

## Sheet2 (hidden)
Equipment Categories
All costs are $x1,000
New Substation Equipment
500kV |  |  |  |  | 36194.3937
115kV |  |  |  |  | 4403.9172
230kV |  |  |  |  | 17710.3457
Transformer Banks
500/115 kV |  |  |  |  | 24748.4568
230/115 kV |  |  |  |  | 8756.8817
kV
Line Positions to terminate ties and Transformer Bank positions |  |  | 230 | 500 | 115
Single Breaker (add third breaker to breaker and a half) |  |  | 2145.4637 | 5398.3718 | 1437.1815
Breaker and a half (2CB) |  |  | 3607.9737 | 8587.7771 | 2149.8636
Breaker and a half (3CB) |  |  | 5291.2883 | 12131.4222 | 3436.5983
Breaker and a half (3CB) |  |  | 5291.2883 | 12131.4222 | 3436.5983
Double Operating Bus Sections - 2 bus extensions, spanning 4 positions |  | Used in substation expansion | 540.3386 |  | 252.4804
Shunt Capacitors |  |  |  |  | 2006.8433
Fiber optic cable on existing poles | /mile |  |  | 99 | 99
Fiber optic cable on new poles | /mile |  |  | 134 | 134
Single Circuit, Lattice Tower | /mile |  | 2897.3658 | 4578.5833 | 1815.3927
|  |  | 2897.3658 | 4578.5833 | 1815.3927
Double Circuit, Strung on both sides, Lattice Tower | /mile |  | 4494.8333 | 9381.7495 | 2174.744
Rebuild/reconductor existing single circuit line section - Metropolitan | /mile |  |  |  | 1381.7727
Rebuild/reconductor existing double circuit line section - Metropolitan | /mile |  |  |  | 1454.8259
Disconnect switches (incl. steel structures and foundations) |  |  | 3326.9104 | 19935.5969 | 105.461

## SDG&E
|  | Component | 2022 | 2023 | 2024 | 2025 | 2026 | 2027 | 2028 | 2029 | 2030 | 2031 | 2032 | 2033 | 2034 | 2035 | 2036 | 2037 | 2038 | 2039 | 2040 | 2041 | 2042 | 2043 | 2044 | 2045 | 2046 | 2047 | 2048
| Baseline | Losses (MWh) | 49667 | 50103.7904 | 50540.5808 | 50977.3712 | 51414.1615 | 51850.9519 | 52287.7423 | 52724.5327 | 53161.3231 | 53598.1135 | 54034.9038 | 54471.6942 | 54908.4846 | 55345.275 | 55782.0654 | 56218.8558 | 56655.6462 | 57092.4365 | 57529.2269 | 57966.0173 | 58402.8077 | 58839.5981 | 59276.3885 | 59713.1788 | 60149.9692 | 60586.7596 | 61023.55
N-1 |  | EENS | 10 | 20.5 | 29.88 | 39.26 | 48.64 | 58.02 | 67.4 | 91.45 | 115.5 | 139.55 | 163.6 | 249.4667 | 335.3333 | 421.2 | 507.0667 | 592.9333 | 678.8 | 893.22 | 1107.64 | 1322.06 | 1536.48 | 1595.6 | 1841.08 | 2086.56 | 2332.04 | 2577.52 | 2823
N-1 |  | IP | 2 | 3 | 4.68 | 6.36 | 8.04 | 9.72 | 11.4 | 13.2 | 15 | 16.8 | 18.6 | 21.35 | 24.1 | 26.85 | 29.6 | 32.35 | 35.1 | 37.14 | 39.18 | 41.22 | 43.26 | 45.3 | 49.92 | 54.54 | 59.16 | 63.78 | 68.4
N-1 |  | SAIDI | 0.084812 | 0.24283 | 0.34046 | 0.43809 | 0.53572 | 0.63335 | 0.73098 | 1.1655 | 1.5999 | 2.0344 | 2.4689 | 6.1188 | 9.7688 | 13.4187 | 17.0687 | 20.7186 | 24.3686 | 38.1776 | 51.9865 | 65.7955 | 79.6045 | 93.4135 | 125.5074 | 157.6012 | 189.6951 | 221.789 | 253.8829
N-1 |  | SAIFI | 0.006058 | 0.017772 | 0.025047 | 0.032322 | 0.039597 | 0.046872 | 0.054147 | 0.073799 | 0.093451 | 0.1131 | 0.13275 | 0.20938 | 0.286 | 0.36262 | 0.43924 | 0.51587 | 0.59249 | 0.75647 | 0.92046 | 1.0844 | 1.2484 | 1.4124 | 1.6369 | 1.8614 | 2.0859 | 2.3103 | 2.5348
N-1 |  | PFD | 14 | 21 | 23.2 | 25.4 | 27.6 | 29.8 | 32 | 35.75 | 39.5 | 43.25 | 47 | 53.8333 | 60.6667 | 67.5 | 74.3333 | 81.1667 | 88 | 94.4 | 100.8 | 107.2 | 113.6 | 120 | 126.6 | 133.2 | 139.8 | 146.4 | 153
N-0 |  | EENS | 22.2 | 65.8 | 102.72 | 139.64 | 176.56 | 213.48 | 250.4 | 348.675 | 446.95 | 545.225 | 643.5 | 904.9167 | 1166.3333 | 1427.75 | 1689.1667 | 1950.5833 | 2212 | 2606.48 | 3000.96 | 3395.44 | 3789.92 | 4184.4 | 4609.44 | 5034.48 | 5459.52 | 5884.56 | 6309.6
N-0 |  | IP | 13 | 27 | 34.52 | 42.04 | 49.56 | 57.08 | 64.6 | 75.025 | 85.45 | 95.875 | 106.3 | 120.25 | 134.2 | 148.15 | 162.1 | 176.05 | 190 | 201.2 | 212.4 | 223.6 | 234.8 | 246 | 254.48 | 262.96 | 271.44 | 279.92 | 288.4
N-0 |  | SAIDI | 0.047254 | 0.28012 | 0.59718 | 0.91425 | 1.2313 | 1.5484 | 1.8655 | 3.7961 | 5.7267 | 7.6574 | 9.588 | 22.5073 | 35.4267 | 48.346 | 61.2653 | 74.1847 | 87.104 | 116.8885 | 146.6729 | 176.4574 | 206.2418 | 236.0263 | 292.2337 | 348.4411 | 404.6486 | 460.856 | 517.0634
N-0 |  | SAIFI | 0.023627 | 0.070029 | 0.10932 | 0.14861 | 0.18791 | 0.2272 | 0.26649 | 0.37108 | 0.47567 | 0.58027 | 0.68486 | 0.96307 | 1.2413 | 1.5195 | 1.7977 | 2.0759 | 2.3542 | 2.774 | 3.1938 | 3.6137 | 4.0335 | 4.4533 | 4.9057 | 5.358 | 5.8104 | 6.2628 | 6.7151
N-0 |  | PFD | 2 | 4 | 4.6 | 5.2 | 5.8 | 6.4 | 7 | 8.75 | 10.5 | 12.25 | 14 | 17.8333 | 21.6667 | 25.5 | 29.3333 | 33.1667 | 37 | 40.2 | 43.4 | 46.6 | 49.8 | 53 | 57.8 | 62.6 | 67.4 | 72.2 | 77
N-1 |  | Deficit Flex-1 | 5445.8257 | 7241.2936 | 9036.7614 | 10832.2293 | 12627.6972 | 14423.1651 | 16218.633 | 18014.1008 | 19909.5687 | 21605.0366 | 23400.5045 | 25195.9724 | 26991.4402 | 28786.9081 | 30582.376 | 32377.8439 | 34173.3118 | 35968.7796 | 37764.2475 | 39559.7154 | 41355.1833 | 43150.6512 | 44946.119 | 46741.5869 | 48537.0548 | 50332.5227 | 52127.9906
N-1 |  | Deficit Flex-2-1 | 192864.6662 | 195239.242 | 196366.7654 | 197525.3756 | 198743.9239 | 200140.9384 | 201537.7103 | 203264.3598 | 205020.8584 | 206857.3016 | 208717.8537 | 210603.1815 | 212516.4069 | 214384.6797 | 216269.2922 | 218166.2033 | 220084.6619 | 221841.8513 | 223594.2698 | 225336.5209 | 227080.1514 | 228568.346 | 230020.4249 | 231425.4869 | 232792.6641 | 233827.4721 | 234770.9697
N-1 |  | Deficit Flex-2-2 | 57814.1638 | 62191.7469 | 64361.1052 | 66628.501 | 69068.2267 | 71918.961 | 74820.6792 | 78496.8393 | 82309.216 | 86348.3473 | 90544.7485 | 94913.207 | 99465.7345 | 104037.4078 | 108760.5825 | 113603.9974 | 118575.883 | 123222.715 | 127939.1384 | 132690.6949 | 137509.2221 | 141696.5467 | 145839.4246 | 149897.7742 | 153895.1644 | 156987.0204 | 159822.5063
|  | Component | 2022 | 2023 | 2024 | 2025 | 2026 | 2027 | 2028 | 2029 | 2030 | 2031 | 2032 | 2033 | 2034 | 2035 | 2036 | 2037 | 2038 | 2039 | 2040 | 2041 | 2042 | 2043 | 2044 | 2045 | 2046 | 2047 | 2048
| SDG&E | Losses (MWh) | 43917.34 | 44144.4625 | 44371.585 | 44598.7075 | 44825.83 | 45052.9525 | 45280.075 | 45576.8843 | 45873.6936 | 46170.5029 | 46467.3122 | 46764.1215 | 47060.9308 | 47357.7401 | 47654.5494 | 47951.3587 | 48248.168 | 48544.9773 | 48841.7866 | 49138.5959 | 49435.4052 | 49732.2145 | 50029.0238 | 50325.8331 | 50622.6424 | 50919.4517 | 51216.261
N-1 |  | EENS | 0 | 0 | 0 | 0 | 0 | 0 | 0 | 0 | 0 | 0 | 0 | 0 | 0 | 0 | 0 | 0 | 0 | 0 | 0 | 0 | 0 | 0 | 0 | 0 | 0 | 0 | 0
N-1 |  | IP | 0 | 0 | 0 | 0 | 0 | 0 | 0 | 0 | 0 | 0 | 0 | 0 | 0 | 0 | 0 | 0 | 0 | 0 | 0 | 0 | 0 | 0 | 0 | 0 | 0 | 0 | 0
N-1 |  | SAIDI | 0 | 0 | 0 | 0 | 0 | 0 | 0 | 0 | 0 | 0 | 0 | 0 | 0 | 0 | 0 | 0 | 0 | 0 | 0 | 0 | 0 | 0 | 0 | 0 | 0 | 0 | 0
N-1 |  | SAIFI | 0 | 0 | 0 | 0 | 0 | 0 | 0 | 0 | 0 | 0 | 0 | 0 | 0 | 0 | 0 | 0 | 0 | 0 | 0 | 0 | 0 | 0 | 0 | 0 | 0 | 0 | 0
N-1 |  | PFD | 0 | 0 | 0 | 0 | 0 | 0 | 0 | 0 | 0 | 0 | 0 | 0 | 0 | 0 | 0 | 0 | 0 | 0 | 0 | 0 | 0 | 0 | 0 | 0 | 0 | 0 | 0
N-1 |  | Deficit Flex-1 | 1680.298 | 2876.7738 | 4073.2495 | 5269.7252 | 6466.2009 | 7662.6766 | 8859.1523 | 10055.6281 | 11252.1038 | 12448.5795 | 13645.0552 | 14841.5309 | 16038.0066 | 17234.4824 | 18430.9581 | 19627.4338 | 20823.9095 | 22020.3852 | 23216.861 | 24413.3367 | 25609.8124 | 26806.2881 | 28002.7638 | 29199.2395 | 30395.7153 | 31592.191 | 32788.6667
N-1 |  | Deficit Flex-2-1 | 57103.9834 | 58857.5802 | 59699.5969 | 60571.9625 | 61496.8984 | 62558.6591 | 63631.2886 | 64969.1758 | 66337.6858 | 67781.1346 | 69263.8811 | 70782.1887 | 72342.2197 | 73878.7597 | 75444.0913 | 77029.0549 | 78642.4559 | 80129.0216 | 81620.0409 | 83106.2193 | 84594.5077 | 85866.1341 | 87106.9004 | 88307.492 | 89475.7119 | 90359.9304 | 91166.1263
|  | Deficit Flex-2-2 | 12005.7797 | 13453.7476 | 14178.8891 | 14937.2616 | 15757.2916 | 16749.9364 | 17791.9132 | 19124.0113 | 20543.1454 | 22091.1289 | 23727.9556 | 25447.6736 | 27260.0671 | 29119.0608 | 31049.6437 | 33050.6164 | 35134.1891 | 37103.7518 | 39133.9508 | 41196.0439 | 43327.741 | 45192.0695 | 47054.6953 | 48899.7683 | 50715.4124 | 52106.7244 | 53402.5069
N-0 |  | EENS | 0 | 0 | 0 | 0 | 0 | 0 | 0 | 0 | 0 | 0 | 0 | 0 | 0 | 0 | 0 | 0 | 0 | 0 | 20.4 | 40.8 | 61.2 | 81.6 | 105.96 | 130.32 | 154.68 | 179.04 | 243.6
N-0 |  | IP | 0 | 0 | 0 | 0 | 0 | 0 | 0 | 0 | 0 | 0 | 0 | 0 | 0 | 0 | 0 | 0 | 0 | 0 | 7.85 | 15.7 | 23.55 | 31.4 | 37.74 | 44.08 | 50.42 | 56.76 | 63.4
N-0 |  | SAIDI | 0 | 0 | 0 | 0 | 0 | 0 | 0 | 0 | 0 | 0 | 0 | 0 | 0 | 0 | 0 | 0 | 0 | 0 | 0.070924 | 0.14185 | 0.21277 | 0.2837 | 0.43191 | 0.58012 | 0.72833 | 0.87654 | 1.4821
N-0 |  | SAIFI | 0 | 0 | 0 | 0 | 0 | 0 | 0 | 0 | 0 | 0 | 0 | 0 | 0 | 0 | 0 | 0 | 0 | 0 | 0.017731 | 0.035462 | 0.053193 | 0.070924 | 0.092097 | 0.11327 | 0.13444 | 0.15562 | 0.21173
N-0 |  | PFD | 0 | 0 | 0 | 0 | 0 | 0 | 0 | 0 | 0 | 0 | 0 | 0 | 0 | 0 | 0 | 0 | 0 | 0 | 1 | 2 | 3 | 4 | 4.7 | 5.4 | 6.1 | 6.8 | 7
N-0 Monetized | Residential | $ | 0 | 0 | 0 | 0 | 0 | 0 | 0 | 0 | 0 | 0 | 0 | 0 | 0 | 0 | 0 | 0 | 0 | 0 | 61269.5002 | 309135.1868 | 550239.6095 | 955320.7852 | 1370577.9272 | 1750245.3042 | 1829888.9059 | 2238026.3995 | 2718660.2693
N-0 Monetized | Commercial | $ | 0 | 0 | 0 | 0 | 0 | 0 | 0 | 0 | 0 | 0 | 0 | 0 | 0 | 0 | 0 | 0 | 0 | 0 | 345250.8519 | 1741962.7412 | 2877452.5394 | 5061232.7982 | 7299871.6587 | 9163953.1616 | 8600127.8902 | 10576825.4588 | 13002190.0909
N-1 Monetized | Residential | $ | 0 | 0 | 0 | 0 | 0 | 0 | 0 | 0 | 0 | 0 | 0 | 0 | 0 | 0 | 0 | 0 | 0 | 0 | 0 | 0 | 0 | 0 | 0 | 0 | 0 | 0 | 0
N-1 Monetized | Commercial | $ | 0 | 0 | 0 | 0 | 0 | 0 | 0 | 0 | 0 | 0 | 0 | 0 | 0 | 0 | 0 | 0 | 0 | 0 | 0 | 0 | 0 | 0 | 0 | 0 | 0 | 0 | 0
Flex-2-2 Monetized | Aggregate of Customer and Residential | $ | 3761264.1019 | 4284468.9845 | 4606809.4574 | 4995916.7069 | 5329732.8155 | 5796909.3143 | 6339306.0255 | 6920207.7482 | 7596461.536 | 8346769.2775 | 9071092.5084 | 10002224.8732 | 10816199.1172 | 11750212.1773 | 12812996.3056 | 14011630.4387 | 15155185.0016 | 16252369.1601 | 17557003.3318 | 18885313.6703 | 20270943.3899 | 21663676.1505 | 22940276.4241 | 24374410.358 | 25933472.8395 | 27111136.4565 | 28364935.2116
|  | LMP | 40 | 41 | 42.025 | 43.0756 | 44.1525 | 45.2563 | 46.3877 | 47.5474 | 48.7361 | 49.9545 | 51.2034 | 52.4835 | 53.7956 | 55.1404 | 56.519 | 57.9319 | 59.3802 | 60.8647 | 62.3863 | 63.946 | 65.5447 | 67.1833 | 68.8629 | 70.5844 | 72.349 | 74.1578 | 76.0117
Comparison to Baseline
| NPV of benefit | Component | 2022 | 2023 | 2024 | 2025 | 2026 | 2027 | 2028 | 2029 | 2030 | 2031 | 2032 | 2033 | 2034 | 2035 | 2036 | 2037 | 2038 | 2039 | 2040 | 2041 | 2042 | 2043 | 2044 | 2045 | 2046 | 2047 | 2048
214200.0195 | 65874.4597 | Losses (MWh) | 5749.66 | 5959.3279 | 6168.9958 | 6378.6637 | 6588.3315 | 6797.9994 | 7007.6673 | 7147.6484 | 7287.6295 | 7427.6106 | 7567.5916 | 7707.5727 | 7847.5538 | 7987.5349 | 8127.516 | 8267.4971 | 8407.4782 | 8547.4592 | 8687.4403 | 8827.4214 | 8967.4025 | 9107.3836 | 9247.3647 | 9387.3458 | 9527.3268 | 9667.3079 | 9807.289
12367562.1484 | 3322420.3214 | Losses ($) | 229986.4 | 244332.4433 | 259252.0472 | 274764.9236 | 290891.4112 | 307652.4951 | 325069.8262 | 339852.3127 | 355170.7548 | 371042.7115 | 387486.2842 | 404520.1338 | 422163.497 | 440436.2033 | 459358.6927 | 478952.034 | 499237.9431 | 520238.8027 | 541977.6816 | 564478.3551 | 587765.3262 | 611863.847 | 636799.9404 | 662600.4237 | 689292.9311 | 716905.9386 | 745468.7884
21.6838 | 3054.0879 | EENS | 10 | 20.5 | 29.88 | 39.26 | 48.64 | 58.02 | 67.4 | 91.45 | 115.5 | 139.55 | 163.6 | 249.4667 | 335.3333 | 421.2 | 507.0667 | 592.9333 | 678.8 | 893.22 | 1107.64 | 1322.06 | 1536.48 | 1595.6 | 1841.08 | 2086.56 | 2332.04 | 2577.52 | 2823
0.78005 | 153.6922 | IP | 2 | 3 | 4.68 | 6.36 | 8.04 | 9.72 | 11.4 | 13.2 | 15 | 16.8 | 18.6 | 21.35 | 24.1 | 26.85 | 29.6 | 32.35 | 35.1 | 37.14 | 39.18 | 41.22 | 43.26 | 45.3 | 49.92 | 54.54 | 59.16 | 63.78 | 68.4
1.3792 | 159.3784 | SAIDI | 0.084812 | 0.24283 | 0.34046 | 0.43809 | 0.53572 | 0.63335 | 0.73098 | 1.1655 | 1.5999 | 2.0344 | 2.4689 | 6.1188 | 9.7688 | 13.4187 | 17.0687 | 20.7186 | 24.3686 | 38.1776 | 51.9865 | 65.7955 | 79.6045 | 93.4135 | 125.5074 | 157.6012 | 189.6951 | 221.789 | 253.8829
0.018892 | 2.6253 | SAIFI | 0.006058 | 0.017772 | 0.025047 | 0.032322 | 0.039597 | 0.046872 | 0.054147 | 0.073799 | 0.093451 | 0.1131 | 0.13275 | 0.20938 | 0.286 | 0.36262 | 0.43924 | 0.51587 | 0.59249 | 0.75647 | 0.92046 | 1.0844 | 1.2484 | 1.4124 | 1.6369 | 1.8614 | 2.0859 | 2.3103 | 2.5348
1.999 | 431.1952 | PFD | 14 | 21 | 23.2 | 25.4 | 27.6 | 29.8 | 32 | 35.75 | 39.5 | 43.25 | 47 | 53.8333 | 60.6667 | 67.5 | 74.3333 | 81.1667 | 88 | 94.4 | 100.8 | 107.2 | 113.6 | 120 | 126.6 | 133.2 | 139.8 | 146.4 | 153
312.0155 | 77819.4431 | Flex-1 | 3765.5276 | 4364.5198 | 4963.512 | 5562.5041 | 6161.4963 | 6760.4884 | 7359.4806 | 7958.4728 | 8657.4649 | 9156.4571 | 9755.4493 | 10354.4414 | 10953.4336 | 11552.4258 | 12151.4179 | 12750.4101 | 13349.4022 | 13948.3944 | 14547.3866 | 15146.3787 | 15745.3709 | 16344.3631 | 16943.3552 | 17542.3474 | 18141.3395 | 18740.3317 | 19339.3239
3785.4389 | 1279733.5229 | Flex-2-1 | 135760.6828 | 136381.6617 | 136667.1685 | 136953.4131 | 137247.0255 | 137582.2793 | 137906.4217 | 138295.184 | 138683.1726 | 139076.167 | 139453.9726 | 139820.9928 | 140174.1872 | 140505.9199 | 140825.2009 | 141137.1484 | 141442.206 | 141712.8298 | 141974.2289 | 142230.3016 | 142485.6437 | 142702.2119 | 142913.5245 | 143117.9949 | 143316.9522 | 143467.5417 | 143604.8434
2043.8046 | 581863.9462 | Flex-2-2 | 45808.3841 | 48737.9993 | 50182.2161 | 51691.2394 | 53310.9351 | 55169.0246 | 57028.766 | 59372.828 | 61766.0707 | 64257.2184 | 66816.7928 | 69465.5334 | 72205.6674 | 74918.347 | 77710.9388 | 80553.3809 | 83441.6939 | 86118.9632 | 88805.1876 | 91494.651 | 94181.4811 | 96504.4773 | 98784.7293 | 100998.0059 | 103179.752 | 104880.2961 | 106419.9994
55.5631 | 8556.9066 | EENS | 22.2 | 65.8 | 102.72 | 139.64 | 176.56 | 213.48 | 250.4 | 348.675 | 446.95 | 545.225 | 643.5 | 904.9167 | 1166.3333 | 1427.75 | 1689.1667 | 1950.5833 | 2212 | 2606.48 | 2980.56 | 3354.64 | 3728.72 | 4102.8 | 4503.48 | 4904.16 | 5304.84 | 5705.52 | 6066
3.7255 | 819.4536 | IP | 13 | 27 | 34.52 | 42.04 | 49.56 | 57.08 | 64.6 | 75.025 | 85.45 | 95.875 | 106.3 | 120.25 | 134.2 | 148.15 | 162.1 | 176.05 | 190 | 201.2 | 204.55 | 207.9 | 211.25 | 214.6 | 216.74 | 218.88 | 221.02 | 223.16 | 225
3.2628 | 403.7745 | SAIDI | 0.047254 | 0.28012 | 0.59718 | 0.91425 | 1.2313 | 1.5484 | 1.8655 | 3.7961 | 5.7267 | 7.6574 | 9.588 | 22.5073 | 35.4267 | 48.346 | 61.2653 | 74.1847 | 87.104 | 116.8885 | 146.602 | 176.3155 | 206.029 | 235.7426 | 291.8018 | 347.861 | 403.9202 | 459.9795 | 515.5813
0.059333 | 9.1265 | SAIFI | 0.023627 | 0.070029 | 0.10932 | 0.14861 | 0.18791 | 0.2272 | 0.26649 | 0.37108 | 0.47567 | 0.58027 | 0.68486 | 0.96307 | 1.2413 | 1.5195 | 1.7977 | 2.0759 | 2.3542 | 2.774 | 3.1761 | 3.5782 | 3.9803 | 4.3824 | 4.8136 | 5.2448 | 5.676 | 6.1071 | 6.5034
0.775 | 142.6944 | PFD | 2 | 4 | 4.6 | 5.2 | 5.8 | 6.4 | 7 | 8.75 | 10.5 | 12.25 | 14 | 17.8333 | 21.6667 | 25.5 | 29.3333 | 33.1667 | 37 | 40.2 | 42.4 | 44.6 | 46.8 | 49 | 53.1 | 57.2 | 61.3 | 65.4 | 70
Monetized Benefits for Alternative
Residential | Cost of Reliability (N-1) | $/kWh | 4.4933 | 4.6057 | 4.7208 | 4.8388 | 4.9598 | 5.0838 | 5.2109 | 5.3412 | 5.4747 | 5.6115 | 5.7518 | 5.8956 | 6.043 | 6.1941 | 6.349 | 6.5077 | 6.6704 | 6.8371 | 7.0081 | 7.1833 | 7.3628 | 7.5469 | 7.7356 | 7.929 | 8.1272 | 8.3304 | 8.5386
Residential | Cost of Reliability (N-0) | $/kWh | 3.792 | 3.8868 | 3.984 | 4.0836 | 4.1857 | 4.2903 | 4.3976 | 4.5075 | 4.6202 | 4.7357 | 4.8541 | 4.9754 | 5.0998 | 5.2273 | 5.358 | 5.4919 | 5.6292 | 5.77 | 5.9142 | 6.0621 | 6.2136 | 6.369 | 6.5282 | 6.6914 | 6.8587 | 7.0302 | 7.2059
Commerical | Cost of Reliability (N-1) | $/kWh | 166.5977 | 170.7626 | 175.0317 | 179.4075 | 183.8927 | 188.49 | 193.2022 | 198.0323 | 202.9831 | 208.0577 | 213.2591 | 218.5906 | 224.0553 | 229.6567 | 235.3981 | 241.2831 | 247.3152 | 253.4981 | 259.8355 | 266.3314 | 272.9897 | 279.8144 | 286.8098 | 293.98 | 301.3295 | 308.8628 | 316.5843
Commerical | Cost of Reliability (N-0) | $/kWh | 153.8372 | 157.6831 | 161.6252 | 165.6658 | 169.8075 | 174.0527 | 178.404 | 182.8641 | 187.4357 | 192.1216 | 196.9246 | 201.8477 | 206.8939 | 212.0663 | 217.3679 | 222.8021 | 228.3722 | 234.0815 | 239.9335 | 245.9319 | 252.0802 | 258.3822 | 264.8417 | 271.4628 | 278.2493 | 285.2056 | 292.3357
Residential (N-1) | EENS | 1363590.1346 | 1354.9655 | 3468.8297 | 5582.694 | 7696.5582 | 9810.4224 | 11924.2866 | 14038.1508 | 20302.0204 | 26565.8899 | 32829.7594 | 39093.629 | 78738.5386 | 118383.4482 | 158028.3578 | 197673.2674 | 237318.177 | 276963.0867 | 380936.4738 | 484909.8609 | 588883.2481 | 692856.6352 | 796830.0224 | 972770.2131 | 1148710.4037 | 1324650.5944 | 1500590.7851 | 1676530.9757
Commerical(N-1) | EENS | 5658197.94 | 5622.4102 | 14393.8598 | 23165.3095 | 31936.7591 | 40708.2087 | 49479.6583 | 58251.108 | 84242.9458 | 110234.7837 | 136226.6215 | 162218.4594 | 326724.45 | 491230.4407 | 655736.4313 | 820242.4219 | 984748.4126 | 1149254.4032 | 1580690.4998 | 2012126.5963 | 2443562.6929 | 2874998.7894 | 3306434.886 | 4036496.2139 | 4766557.5418 | 5496618.8697 | 6226680.1977 | 6956741.5256
Aggregate | EENS | 7021788.0745 | 6977.3757 | 17862.6896 | 28748.0034 | 39633.3173 | 50518.6311 | 61403.9449 | 72289.2588 | 104544.9662 | 136800.6736 | 169056.381 | 201312.0884 | 405462.9886 | 609613.8889 | 813764.7891 | 1017915.6894 | 1222066.5896 | 1426217.4899 | 1961626.9736 | 2497036.4572 | 3032445.9409 | 3567855.4246 | 4103264.9083 | 5009266.4269 | 5915267.9455 | 6821269.4641 | 7727270.9827 | 8633272.5013
Residential (N-0) | EENS | 53883044.5487 | 160316.9663 | 426669.2569 | 622795.9652 | 833703.4387 | 1064554.7712 | 1155250.6033 | 1567814.793 | 2064587.6917 | 2485972.1963 | 2907214.7827 | 3653487.0544 | 4512360.7013 | 5845712.9396 | 7145234.3901 | 9104342.6873 | 11402628.5447 | 14095767.6616 | 17191903.0116 | 19331980.0682 | 21895041.7367 | 24750247.108 | 27461746.6297 | 30381474.6223 | 33796699.1781 | 38073663.6918 | 41015140.2781 | 43828012.9706
Commerical(N-0) | EENS | 236992405.7741 | 903378.8257 | 2253314.5962 | 3310509.5162 | 4447440.2171 | 5587242.1815 | 5454561.6522 | 7543245.1948 | 10054559.7799 | 11610814.2147 | 12826351.0572 | 16062284.1229 | 19403643.1206 | 25219740.5046 | 31071411.1969 | 39644741.2569 | 50251518.1649 | 62975375.3076 | 77967536.6231 | 85148378.7738 | 95147980.5231 | 106167479.9326 | 117472919.7403 | 129216677.5625 | 143148565.4197 | 162066299.6277 | 175184370.4996 | 185272380.1944
Aggregate | EENS | 290875450.3228 | 1063695.7919 | 2679983.8531 | 3933305.4814 | 5281143.6558 | 6651796.9527 | 6609812.2555 | 9111059.9878 | 12119147.4716 | 14096786.411 | 15733565.8399 | 19715771.1773 | 23916003.8219 | 31065453.4442 | 38216645.587 | 48749083.9442 | 61654146.7096 | 77071142.9692 | 95159439.6347 | 104480358.8419 | 117043022.2598 | 130917727.0406 | 144934666.37 | 159598152.1848 | 176945264.5978 | 200139963.3194 | 216199510.7776 | 229100393.1651
Residential (N-1) | Value for Flex-1 | 419338546.975 | 15227769.3328 | 18091342.0026 | 21088575.9501 | 24224364.5062 | 27503762.1302 | 30931989.4075 | 34514438.1974 | 38256676.9334 | 42657177.4244 | 46243713.7655 | 50500581.5479 | 54941390.3983 | 59572676.8278 | 64401189.2097 | 69433894.2877 | 74677983.8763 | 80140881.7605 | 85830250.7989 | 91754000.2382 | 97920293.2426 | 104337554.6472 | 111014478.9387 | 117960038.4731 | 125183491.9349 | 132694393.0457 | 140502599.5297 | 148618282.3421
Commerical(N-1) | Value for Flex-1 | 1727520712.6927 | 62732813.6664 | 74529680.7446 | 86877183.1682 | 99795479.6625 | 113305392.742 | 127428429.3008 | 142186801.817 | 157603450.1907 | 175731895.0937 | 190507106.8188 | 208043837.745 | 226338338.2757 | 245417536.4343 | 265309233.0394 | 286042128.5146 | 307645850.4928 | 330150982.2396 | 353589091.9172 | 377992762.7148 | 403395623.8698 | 429832382.6059 | 457338857.0138 | 485952009.903 | 515709983.6511 | 546652136.0803 | 578819077.3913 | 612252708.1827
Aggregate | Value for Flex-1 | 2146859259.6677 | 77960582.9992 | 92621022.7472 | 107965759.1183 | 124019844.1687 | 140809154.8722 | 158360418.7083 | 176701240.0144 | 195860127.124 | 218389072.5181 | 236750820.5844 | 258544419.2929 | 281279728.674 | 304990213.2621 | 329710422.2491 | 355476022.8023 | 382323834.3691 | 410291864.0001 | 439419342.7161 | 469746762.953 | 501315917.1124 | 534169937.253 | 568353335.9525 | 603912048.3761 | 640893475.586 | 679346529.1261 | 719321676.9209 | 760870990.5248
Residential (N-1) | Value for Flex-2 | 53824253.3995 | 4633241.9425 | 4770795.5861 | 4900302.5322 | 5033330.1955 | 5170224.1048 | 5312424.7655 | 5458064.3004 | 5610287.0157 | 5766677.4025 | 5927594.2336 | 6092289.1865 | 6261031.1765 | 6433768.0071 | 6610218.8526 | 6790870.6853 | 6976061.247 | 7165917.9798 | 7359119.3693 | 7557011.1198 | 7759907.4022 | 7968184.5132 | 8179802.9884 | 8396713.478 | 8618945.0671 | 8846699.9724 | 9077395.4869 | 9313234.828
Commerical(N-1) | Value for Flex-2 | 242621001.0307 | 20885042.0973 | 21505086.0479 | 22088858.2866 | 22688500.6928 | 23305570.7908 | 23946561.877 | 24603054.2111 | 25289221.2309 | 25994174.6638 | 26719531.7322 | 27461919.2582 | 28222549.4192 | 29001186.9315 | 29796565.93 | 30610881.5168 | 31445656.1139 | 32301464.187 | 33172348.8077 | 34064375.9434 | 34978961.7676 | 35917802.4938 | 36871704.9275 | 37849461.9198 | 38851204.5767 | 39877844.4205 | 40917739.5072 | 41980821.1741
Aggregate of Flex-2 (Component 1) | Value for Flex-2 | 296445254.4302 | 25518284.0398 | 26275881.634 | 26989160.8189 | 27721830.8883 | 28475794.8956 | 29258986.6425 | 30061118.5115 | 30899508.2466 | 31760852.0663 | 32647125.9658 | 33554208.4446 | 34483580.5956 | 35434954.9387 | 36406784.7827 | 37401752.2021 | 38421717.3609 | 39467382.1668 | 40531468.177 | 41621387.0632 | 42738869.1698 | 43885987.007 | 45051507.916 | 46246175.3978 | 47470149.6438 | 48724544.3929 | 49995134.9941 | 51294056.0021
Aggregate of Flex-2 (Component 2) | Value for Flex-2-2 | 194597591.5353 | 12311289.7395 | 13409269.5885 | 14134714.1506 | 14916851.3822 | 15731562.4365 | 16634789.3613 | 17527824.6034 | 18655656.8176 | 19866924.1051 | 21145772.248 | 22292277.1586 | 23578858.8133 | 25137103.6844 | 26703212.1358 | 28119795.1298 | 29898263.8127 | 31556381.431 | 33257212.2288 | 35072292.337 | 36969902.8632 | 38761139.0894 | 40658406.4366 | 42616968.4349 | 44630620.8758 | 46598925.6763 | 48552854.2475 | 50492072.4813
Aggregate ($M) |  | 2935.7993 | 116860829.9461 | 135004020.5124 | 153051687.5727 | 171979303.4123 | 191718827.7882 | 210925410.9126 | 233473532.3759 | 257638984.626 | 284250435.7741 | 306446341.0191 | 334307988.1618 | 363663634.8934 | 397237339.2182 | 431850829.5437 | 470764569.7678 | 513520028.8419 | 559812988.0569 | 610329089.7302 | 653417837.6523 | 701100157.3462 | 751302645.8146 | 803101181.5834 | 857382610.8206 | 915854778.649 | 981631231.9788 | 1041796447.9229 | 1100390784.6746
Aggregate ($M)+ Monetized Losses |  | 2939.1218 | 117090816.3461 | 135248352.9557 | 153310939.6199 | 172254068.3359 | 192009719.1994 | 211233063.4077 | 233798602.2021 | 257978836.9386 | 284605606.529 | 306817383.7305 | 334695474.4459 | 364068155.0273 | 397659502.7152 | 432291265.747 | 471223928.4605 | 513998980.8759 | 560312226.0001 | 610849328.5329 | 653959815.3338 | 701664635.7013 | 751890411.1409 | 803713045.4304 | 858019410.761 | 916517379.0726 | 982320524.9099 | 1042513353.8615 | 1101136253.463
Project Cost |  | 469
Benefit-Cost Ratio |  | 6.2668

## Valley S to Valley N to Vista
|  | Component | 2022 | 2023 | 2024 | 2025 | 2026 | 2027 | 2028 | 2029 | 2030 | 2031 | 2032 | 2033 | 2034 | 2035 | 2036 | 2037 | 2038 | 2039 | 2040 | 2041 | 2042 | 2043 | 2044 | 2045 | 2046 | 2047 | 2048
| Baseline | Losses (MWh) | 49667 | 50103.7904 | 50540.5808 | 50977.3712 | 51414.1615 | 51850.9519 | 52287.7423 | 52724.5327 | 53161.3231 | 53598.1135 | 54034.9038 | 54471.6942 | 54908.4846 | 55345.275 | 55782.0654 | 56218.8558 | 56655.6462 | 57092.4365 | 57529.2269 | 57966.0173 | 58402.8077 | 58839.5981 | 59276.3885 | 59713.1788 | 60149.9692 | 60586.7596 | 61023.55
N-1 |  | EENS | 10 | 20.5 | 29.88 | 39.26 | 48.64 | 58.02 | 67.4 | 91.45 | 115.5 | 139.55 | 163.6 | 249.4667 | 335.3333 | 421.2 | 507.0667 | 592.9333 | 678.8 | 893.22 | 1107.64 | 1322.06 | 1536.48 | 1595.6 | 1841.08 | 2086.56 | 2332.04 | 2577.52 | 2823
N-1 |  | IP | 2 | 3 | 4.68 | 6.36 | 8.04 | 9.72 | 11.4 | 13.2 | 15 | 16.8 | 18.6 | 21.35 | 24.1 | 26.85 | 29.6 | 32.35 | 35.1 | 37.14 | 39.18 | 41.22 | 43.26 | 45.3 | 49.92 | 54.54 | 59.16 | 63.78 | 68.4
N-1 |  | SAIDI | 0.084812 | 0.24283 | 0.34046 | 0.43809 | 0.53572 | 0.63335 | 0.73098 | 1.1655 | 1.5999 | 2.0344 | 2.4689 | 6.1188 | 9.7688 | 13.4187 | 17.0687 | 20.7186 | 24.3686 | 38.1776 | 51.9865 | 65.7955 | 79.6045 | 93.4135 | 125.5074 | 157.6012 | 189.6951 | 221.789 | 253.8829
N-1 |  | SAIFI | 0.006058 | 0.017772 | 0.025047 | 0.032322 | 0.039597 | 0.046872 | 0.054147 | 0.073799 | 0.093451 | 0.1131 | 0.13275 | 0.20938 | 0.286 | 0.36262 | 0.43924 | 0.51587 | 0.59249 | 0.75647 | 0.92046 | 1.0844 | 1.2484 | 1.4124 | 1.6369 | 1.8614 | 2.0859 | 2.3103 | 2.5348
N-1 |  | PFD | 14 | 21 | 23.2 | 25.4 | 27.6 | 29.8 | 32 | 35.75 | 39.5 | 43.25 | 47 | 53.8333 | 60.6667 | 67.5 | 74.3333 | 81.1667 | 88 | 94.4 | 100.8 | 107.2 | 113.6 | 120 | 126.6 | 133.2 | 139.8 | 146.4 | 153
N-0 |  | EENS | 22.2 | 65.8 | 102.72 | 139.64 | 176.56 | 213.48 | 250.4 | 348.675 | 446.95 | 545.225 | 643.5 | 904.9167 | 1166.3333 | 1427.75 | 1689.1667 | 1950.5833 | 2212 | 2606.48 | 3000.96 | 3395.44 | 3789.92 | 4184.4 | 4609.44 | 5034.48 | 5459.52 | 5884.56 | 6309.6
N-0 |  | IP | 13 | 27 | 34.52 | 42.04 | 49.56 | 57.08 | 64.6 | 75.025 | 85.45 | 95.875 | 106.3 | 120.25 | 134.2 | 148.15 | 162.1 | 176.05 | 190 | 201.2 | 212.4 | 223.6 | 234.8 | 246 | 254.48 | 262.96 | 271.44 | 279.92 | 288.4
N-0 |  | SAIDI | 0.047254 | 0.28012 | 0.59718 | 0.91425 | 1.2313 | 1.5484 | 1.8655 | 3.7961 | 5.7267 | 7.6574 | 9.588 | 22.5073 | 35.4267 | 48.346 | 61.2653 | 74.1847 | 87.104 | 116.8885 | 146.6729 | 176.4574 | 206.2418 | 236.0263 | 292.2337 | 348.4411 | 404.6486 | 460.856 | 517.0634
N-0 |  | SAIFI | 0.023627 | 0.070029 | 0.10932 | 0.14861 | 0.18791 | 0.2272 | 0.26649 | 0.37108 | 0.47567 | 0.58027 | 0.68486 | 0.96307 | 1.2413 | 1.5195 | 1.7977 | 2.0759 | 2.3542 | 2.774 | 3.1938 | 3.6137 | 4.0335 | 4.4533 | 4.9057 | 5.358 | 5.8104 | 6.2628 | 6.7151
N-0 |  | PFD | 2 | 4 | 4.6 | 5.2 | 5.8 | 6.4 | 7 | 8.75 | 10.5 | 12.25 | 14 | 17.8333 | 21.6667 | 25.5 | 29.3333 | 33.1667 | 37 | 40.2 | 43.4 | 46.6 | 49.8 | 53 | 57.8 | 62.6 | 67.4 | 72.2 | 77
N-1 |  | Deficit Flex-1 | 5445.8257 | 7241.2936 | 9036.7614 | 10832.2293 | 12627.6972 | 14423.1651 | 16218.633 | 18014.1008 | 19909.5687 | 21605.0366 | 23400.5045 | 25195.9724 | 26991.4402 | 28786.9081 | 30582.376 | 32377.8439 | 34173.3118 | 35968.7796 | 37764.2475 | 39559.7154 | 41355.1833 | 43150.6512 | 44946.119 | 46741.5869 | 48537.0548 | 50332.5227 | 52127.9906
N-1 |  | Deficit Flex-2-1 | 192864.6662 | 195239.242 | 196366.7654 | 197525.3756 | 198743.9239 | 200140.9384 | 201537.7103 | 203264.3598 | 205020.8584 | 206857.3016 | 208717.8537 | 210603.1815 | 212516.4069 | 214384.6797 | 216269.2922 | 218166.2033 | 220084.6619 | 221841.8513 | 223594.2698 | 225336.5209 | 227080.1514 | 228568.346 | 230020.4249 | 231425.4869 | 232792.6641 | 233827.4721 | 234770.9697
N-1 |  | Deficit Flex-2-2 | 57814.1638 | 62191.7469 | 64361.1052 | 66628.501 | 69068.2267 | 71918.961 | 74820.6792 | 78496.8393 | 82309.216 | 86348.3473 | 90544.7485 | 94913.207 | 99465.7345 | 104037.4078 | 108760.5825 | 113603.9974 | 118575.883 | 123222.715 | 127939.1384 | 132690.6949 | 137509.2221 | 141696.5467 | 145839.4246 | 149897.7742 | 153895.1644 | 156987.0204 | 159822.5063
|  | Component | 2022 | 2023 | 2024 | 2025 | 2026 | 2027 | 2028 | 2029 | 2030 | 2031 | 2032 | 2033 | 2034 | 2035 | 2036 | 2037 | 2038 | 2039 | 2040 | 2041 | 2042 | 2043 | 2044 | 2045 | 2046 | 2047 | 2048
| Valley South to Valley North to Vista | Losses (MWh) | 49328.2 | 49736.2913 | 50144.3827 | 50552.474 | 50960.5654 | 51368.6567 | 51776.7481 | 52184.8394 | 52592.9308 | 53001.0221 | 53409.1135 | 53817.2048 | 54225.2962 | 54633.3875 | 55041.4788 | 55449.5702 | 55857.6615 | 56265.7529 | 56673.8442 | 57081.9356 | 57490.0269 | 57898.1183 | 58306.2096 | 58714.301 | 59122.3923 | 59530.4837 | 59938.575
N-1 |  | EENS | 5.8 | 14.4833 | 23.1667 | 31.85 | 40.5333 | 49.2167 | 57.9 | 84.7 | 111.5 | 138.3 | 165.1 | 191.9 | 275.56 | 359.22 | 442.88 | 526.54 | 610.2 | 771.4 | 932.6 | 1093.8 | 1255 | 1416.2 | 1633.02 | 1849.84 | 2066.66 | 2283.48 | 2500.3
N-1 |  | IP | 3 | 4.9167 | 6.8333 | 8.75 | 10.6667 | 12.5833 | 14.5 | 17.14 | 19.78 | 22.42 | 25.06 | 27.7 | 29.78 | 31.86 | 33.94 | 36.02 | 38.1 | 40.5 | 42.9 | 45.3 | 47.7 | 50.1 | 57.42 | 64.74 | 72.06 | 79.38 | 86.7
N-1 |  | SAIDI | 0.015894 | 0.083764 | 0.15163 | 0.2195 | 0.28737 | 0.35524 | 0.42311 | 4.0742 | 7.7253 | 11.3764 | 15.0276 | 18.6787 | 19.1667 | 19.6547 | 20.1427 | 20.6307 | 21.1187 | 31.2898 | 41.4609 | 51.6319 | 61.803 | 71.9741 | 93.6295 | 115.2849 | 136.9403 | 158.5956 | 180.251
N-1 |  | SAIFI | 0.005298 | 0.01323 | 0.021162 | 0.029094 | 0.037025 | 0.044957 | 0.052889 | 0.077393 | 0.1019 | 0.1264 | 0.15091 | 0.17541 | 0.25311 | 0.3308 | 0.4085 | 0.4862 | 0.56389 | 0.71314 | 0.86238 | 1.0116 | 1.1609 | 1.3101 | 1.5112 | 1.7123 | 1.9134 | 2.1145 | 2.3157
N-1 |  | PFD | 3 | 3.8333 | 4.6667 | 5.5 | 6.3333 | 7.1667 | 8 | 10.2 | 12.4 | 14.6 | 16.8 | 19 | 23 | 27 | 31 | 35 | 39 | 43.6 | 48.2 | 52.8 | 57.4 | 62 | 67.4 | 72.8 | 78.2 | 83.6 | 89
N-1 |  | Deficit Flex-1 | 3808.3607 | 5063.9626 | 6319.5645 | 7575.1665 | 8830.7684 | 10086.3703 | 11341.9723 | 12597.5742 | 13853.1761 | 15108.7781 | 16364.38 | 17619.9819 | 18875.5839 | 20131.1858 | 21386.7877 | 22642.3897 | 23897.9916 | 25153.5935 | 26409.1955 | 27664.7974 | 28920.3993 | 30176.0013 | 31431.6032 | 32687.2051 | 33942.8071 | 35198.409 | 36454.0109
N-1 |  | Deficit Flex-2-1 | 192864.6662 | 195239.242 | 196366.7654 | 197525.3756 | 198743.9239 | 200140.9384 | 201537.7103 | 203264.3598 | 205020.8584 | 206857.3016 | 208717.8537 | 210603.1815 | 212516.4069 | 214384.6797 | 216269.2922 | 218166.2033 | 220084.6619 | 221841.8513 | 223594.2698 | 225336.5209 | 227080.1514 | 228568.346 | 230020.4249 | 231425.4869 | 232792.6641 | 233827.4721 | 234770.9697
N-1 |  | Deficit Flex-2-2 | 15863.8931 | 17648.235 | 18532.2367 | 19475.1127 | 20493.7185 | 21703.2043 | 22946.0507 | 24548.2649 | 26220.9894 | 28058.9977 | 29994.707 | 32011.4259 | 34129.6734 | 36251.5767 | 38482.2923 | 40781.7815 | 43190.5588 | 45461.0936 | 47797.322 | 50173.6242 | 52592.3493 | 54727.1195 | 56855.9851 | 58972.6701 | 61079.3714 | 62711.9889 | 64234.5597
N-0 |  | EENS(Valley South) | 0 | 0 | 0 | 0 | 0 | 0 | 0 | 0 | 0 | 0 | 0 | 0 | 0 | 0 | 0 | 0 | 0 | 0 | 0 | 0 | 0 | 4.4 | 26.8 | 49.2 | 71.6 | 94 | 116.4
N-0 |  | EENS(Valley North) | 0 | 0 | 0 | 0 | 0 | 0 | 0 | 0 | 0 | 0 | 0 | 0 | 0 | 0 | 0 | 0 | 0 | 0 | 0 | 26.0667 | 52.1333 | 78.2 | 209.6 | 341 | 472.4 | 603.8 | 735.2
N-0 |  | IP | 0 | 0 | 0 | 0 | 0 | 0 | 0 | 0 | 0 | 0 | 0 | 0 | 0 | 0 | 0 | 0 | 0 | 0 | 0 | 10.3333 | 20.6667 | 31 | 49.04 | 67.08 | 85.12 | 103.16 | 121.2
N-0 |  | SAIDI | 0 | 0 | 0 | 0 | 0 | 0 | 0 | 0 | 0 | 0 | 0 | 0 | 0 | 0 | 0 | 0 | 0 | 0 | 0 | 0.0012748 | 0.0025496 | 0.0038244 | 0.45809 | 0.91235 | 1.3666 | 1.8209 | 2.2751
N-0 |  | SAIFI | 0 | 0 | 0 | 0 | 0 | 0 | 0 | 0 | 0 | 0 | 0 | 0 | 0 | 0 | 0 | 0 | 0 | 0 | 0 | 0.0012748 | 0.0025496 | 0.0038244 | 0.023294 | 0.042763 | 0.062233 | 0.081702 | 0.10117
N-0 |  | PFD | 0 | 0 | 0 | 0 | 0 | 0 | 0 | 0 | 0 | 0 | 0 | 0 | 0 | 0 | 0 | 0 | 0 | 0 | 0 | 2 | 4 | 6 | 9.2 | 12.4 | 15.6 | 18.8 | 22
N-0 Monetized | Residential | $ | 0 | 0 | 0 | 0 | 0 | 0 | 0 | 0 | 0 | 0 | 0 | 0 | 0 | 0 | 0 | 0 | 0 | 0 | 0 | 59315.905 | 215985.0833 | 842897.8736 | 1420524.3616 | 2208179.5641 | 3333262.9075 | 4180514.5424 | 5338329.9675
N-0 Monetized | Commercial | $ | 0 | 0 | 0 | 0 | 0 | 0 | 0 | 0 | 0 | 0 | 0 | 0 | 0 | 0 | 0 | 0 | 0 | 0 | 0 | 354851.5035 | 1221424.7031 | 4808318.5082 | 7459492.2882 | 10493819.2284 | 15170482.7391 | 18177707.6765 | 23215601.6834
N-1 Monetized | Residential | $ | 1269.4985 | 3507.3999 | 5745.3013 | 7983.2026 | 10221.104 | 12459.0054 | 14696.9068 | 22693.655 | 30690.4031 | 38687.1512 | 46683.8994 | 54680.6475 | 88479.9041 | 122279.1606 | 156078.4172 | 189877.6737 | 223676.9303 | 305841.0125 | 388005.0947 | 470169.1768 | 552333.259 | 634497.3412 | 764402.9875 | 894308.6339 | 1024214.2802 | 1154119.9266 | 1284025.5729
N-1 Monetized | Commercial | $ | 5267.7659 | 14553.906 | 23840.0461 | 33126.1863 | 42412.3264 | 51698.4665 | 60984.6067 | 94166.9997 | 127349.3927 | 160531.7858 | 193714.1788 | 226896.5719 | 367146.108 | 507395.6442 | 647645.1803 | 787894.7165 | 928144.2526 | 1269082.9472 | 1610021.6418 | 1950960.3365 | 2291899.0311 | 2632837.7257 | 3171879.3643 | 3710921.003 | 4249962.6416 | 4789004.2802 | 5328045.9189
Flex-2-2 Monetized | Aggregate of Customer and Residential | $ | 4851900.5487 | 5548844.3301 | 5954616.7726 | 6363779.4526 | 6862697.0831 | 7430779.6338 | 7958090.1697 | 8741153.0659 | 9549664.1025 | 10292607.0963 | 11249460.5611 | 12276853.6393 | 13383547.5227 | 14497043.8173 | 15635893.6798 | 16957354.9399 | 18318405.6196 | 19745850.775 | 21095026.2971 | 22704288.8738 | 24150941.0839 | 25640390.0256 | 27294530.6769 | 28943497.2497 | 30674535.3263 | 32278079.8231 | 33822039.2098
|  | LMP | 40 | 41 | 42.025 | 43.0756 | 44.1525 | 45.2563 | 46.3877 | 47.5474 | 48.7361 | 49.9545 | 51.2034 | 52.4835 | 53.7956 | 55.1404 | 56.519 | 57.9319 | 59.3802 | 60.8647 | 62.3863 | 63.946 | 65.5447 | 67.1833 | 68.8629 | 70.5844 | 72.349 | 74.1578 | 76.0117
Comparison to Baseline
| NPV of benefit | Component | 2022 | 2023 | 2024 | 2025 | 2026 | 2027 | 2028 | 2029 | 2030 | 2031 | 2032 | 2033 | 2034 | 2035 | 2036 | 2037 | 2038 | 2039 | 2040 | 2041 | 2042 | 2043 | 2044 | 2045 | 2046 | 2047 | 2048
19220.9625 | 5189.5095 | Losses (MWh) | 338.8 | 367.499 | 396.1981 | 424.8971 | 453.5962 | 482.2952 | 510.9942 | 539.6933 | 568.3923 | 597.0913 | 625.7904 | 654.4894 | 683.1885 | 711.8875 | 740.5865 | 769.2856 | 797.9846 | 826.6837 | 855.3827 | 884.0817 | 912.7808 | 941.4798 | 970.1788 | 998.8779 | 1027.5769 | 1056.276 | 1084.975
| 270551.4411 | Losses ($) | 13552 | 15067.4606 | 16650.2242 | 18302.7088 | 20027.4113 | 21826.9097 | 23703.8658 | 25661.028 | 27701.2334 | 29827.4109 | 32042.584 | 34349.8736 | 36752.5011 | 39253.7913 | 41857.1756 | 44566.1956 | 47384.5059 | 50315.8778 | 53364.2029 | 56533.4969 | 59827.903 | 63251.6959 | 66809.2861 | 70505.2234 | 74344.2018 | 78331.0634 | 82470.8029
2.7526 | 399.5241 | EENS | 4.2 | 6.0167 | 6.7133 | 7.41 | 8.1067 | 8.8033 | 9.5 | 6.75 | 4 | 1.25 | -1.5 | 57.5667 | 59.7733 | 61.98 | 64.1867 | 66.3933 | 68.6 | 121.82 | 175.04 | 228.26 | 281.48 | 179.4 | 208.06 | 236.72 | 265.38 | 294.04 | 322.7
-0.1498 | -35.0739 | IP | -1 | -1.9167 | -2.1533 | -2.39 | -2.6267 | -2.8633 | -3.1 | -3.94 | -4.78 | -5.62 | -6.46 | -6.35 | -5.68 | -5.01 | -4.34 | -3.67 | -3 | -3.36 | -3.72 | -4.08 | -4.44 | -4.8 | -7.5 | -10.2 | -12.9 | -15.6 | -18.3
0.2772 | 14.3046 | SAIDI | 0.068918 | 0.15907 | 0.18883 | 0.21859 | 0.24835 | 0.27811 | 0.30787 | -2.9088 | -6.1254 | -9.342 | -12.5587 | -12.5598 | -9.3979 | -6.236 | -3.074 | 0.087933 | 3.2499 | 6.8878 | 10.5257 | 14.1636 | 17.8015 | 21.4394 | 31.8779 | 42.3164 | 52.7549 | 63.1934 | 73.6318
0.0013886 | 0.17509 | SAIFI | 0.00075996 | 0.0045419 | 0.0038851 | 0.0032282 | 0.0025714 | 0.0019146 | 0.0012578 | -0.0035946 | -0.008447 | -0.013299 | -0.018152 | 0.033966 | 0.032892 | 0.031818 | 0.030743 | 0.029669 | 0.028594 | 0.043337 | 0.05808 | 0.072823 | 0.087565 | 0.10231 | 0.12568 | 0.14905 | 0.17242 | 0.1958 | 0.21917
1.0775 | 266.9561 | PFD | 11 | 17.1667 | 18.5333 | 19.9 | 21.2667 | 22.6333 | 24 | 25.55 | 27.1 | 28.65 | 30.2 | 34.8333 | 37.6667 | 40.5 | 43.3333 | 46.1667 | 49 | 50.8 | 52.6 | 54.4 | 56.2 | 58 | 59.2 | 60.4 | 61.6 | 62.8 | 64
233.8045 | 53918.1361 | Flex-1 | 1637.465 | 2177.331 | 2717.1969 | 3257.0628 | 3796.9288 | 4336.7947 | 4876.6607 | 5416.5266 | 6056.3926 | 6496.2585 | 7036.1245 | 7575.9904 | 8115.8564 | 8655.7223 | 9195.5883 | 9735.4542 | 10275.3201 | 10815.1861 | 11355.052 | 11894.918 | 12434.7839 | 12974.6499 | 13514.5158 | 14054.3818 | 14594.2477 | 15134.1137 | 15673.9796
0 | 0 | Flex-2-1 | 0 | 0 | 0 | 0 | 0 | 0 | 0 | 0 | 0 | 0 | 0 | 0 | 0 | 0 | 0 | 0 | 0 | 0 | 0 | 0 | 0 | 0 | 0 | 0 | 0 | 0 | 0
1848.4208 | 528219.7822 | Flex-2-2 | 41950.2707 | 44543.5119 | 45828.8685 | 47153.3883 | 48574.5082 | 50215.7567 | 51874.6285 | 53948.5744 | 56088.2267 | 58289.3496 | 60550.0415 | 62901.7811 | 65336.0611 | 67785.8311 | 70278.2902 | 72822.2159 | 75385.3242 | 77761.6214 | 80141.8163 | 82517.0707 | 84916.8728 | 86969.4272 | 88983.4395 | 90925.104 | 92815.793 | 94275.0316 | 95587.9467
53.6999 | 8396.7464 | EENS | 22.2 | 65.8 | 102.72 | 139.64 | 176.56 | 213.48 | 250.4 | 348.675 | 446.95 | 545.225 | 643.5 | 904.9167 | 1166.3333 | 1427.75 | 1689.1667 | 1950.5833 | 2212 | 2606.48 | 3000.96 | 3369.3733 | 3737.7867 | 4101.8 | 4373.04 | 4644.28 | 4915.52 | 5186.76 | 5458
3.5688 | 806.8719 | IP | 13 | 27 | 34.52 | 42.04 | 49.56 | 57.08 | 64.6 | 75.025 | 85.45 | 95.875 | 106.3 | 120.25 | 134.2 | 148.15 | 162.1 | 176.05 | 190 | 201.2 | 212.4 | 213.2667 | 214.1333 | 215 | 205.44 | 195.88 | 186.32 | 176.76 | 167.2
3.2608 | 403.6345 | SAIDI | 0.047254 | 0.28012 | 0.59718 | 0.91425 | 1.2313 | 1.5484 | 1.8655 | 3.7961 | 5.7267 | 7.6574 | 9.588 | 22.5073 | 35.4267 | 48.346 | 61.2653 | 74.1847 | 87.104 | 116.8885 | 146.6729 | 176.4561 | 206.2393 | 236.0224 | 291.7756 | 347.5288 | 403.282 | 459.0351 | 514.7883
0.059898 | 9.1857 | SAIFI | 0.023627 | 0.070029 | 0.10932 | 0.14861 | 0.18791 | 0.2272 | 0.26649 | 0.37108 | 0.47567 | 0.58027 | 0.68486 | 0.96307 | 1.2413 | 1.5195 | 1.7977 | 2.0759 | 2.3542 | 2.774 | 3.1938 | 3.6124 | 4.0309 | 4.4495 | 4.8824 | 5.3153 | 5.7482 | 6.1811 | 6.6139
0.725 | 138.236 | PFD | 2 | 4 | 4.6 | 5.2 | 5.8 | 6.4 | 7 | 8.75 | 10.5 | 12.25 | 14 | 17.8333 | 21.6667 | 25.5 | 29.3333 | 33.1667 | 37 | 40.2 | 43.4 | 44.6 | 45.8 | 47 | 48.6 | 50.2 | 51.8 | 53.4 | 55
Monetized Benefits for Alternative
Residential | Cost of Reliability (N-1) | $/kWh | 4.4933 | 4.6057 | 4.7208 | 4.8388 | 4.9598 | 5.0838 | 5.2109 | 5.3412 | 5.4747 | 5.6115 | 5.7518 | 5.8956 | 6.043 | 6.1941 | 6.349 | 6.5077 | 6.6704 | 6.8371 | 7.0081 | 7.1833 | 7.3628 | 7.5469 | 7.7356 | 7.929 | 8.1272 | 8.3304 | 8.5386
Residential | Cost of Reliability (N-0) | $/kWh | 3.792 | 3.8868 | 3.984 | 4.0836 | 4.1857 | 4.2903 | 4.3976 | 4.5075 | 4.6202 | 4.7357 | 4.8541 | 4.9754 | 5.0998 | 5.2273 | 5.358 | 5.4919 | 5.6292 | 5.77 | 5.9142 | 6.0621 | 6.2136 | 6.369 | 6.5282 | 6.6914 | 6.8587 | 7.0302 | 7.2059
Commerical | Cost of Reliability (N-1) | $/kWh | 166.5977 | 170.7626 | 175.0317 | 179.4075 | 183.8927 | 188.49 | 193.2022 | 198.0323 | 202.9831 | 208.0577 | 213.2591 | 218.5906 | 224.0553 | 229.6567 | 235.3981 | 241.2831 | 247.3152 | 253.4981 | 259.8355 | 266.3314 | 272.9897 | 279.8144 | 286.8098 | 293.98 | 301.3295 | 308.8628 | 316.5843
Commerical | Cost of Reliability (N-0) | $/kWh | 153.8372 | 157.6831 | 161.6252 | 165.6658 | 169.8075 | 174.0527 | 178.404 | 182.8641 | 187.4357 | 192.1216 | 196.9246 | 201.8477 | 206.8939 | 212.0663 | 217.3679 | 222.8021 | 228.3722 | 234.0815 | 239.9335 | 245.9319 | 252.0802 | 258.3822 | 264.8417 | 271.4628 | 278.2493 | 285.2056 | 292.3357
Residential (N-1) | EENS | 269381.127 | 85.4671 | -38.5701 | -162.6073 | -286.6445 | -410.6816 | -534.7188 | -658.756 | -2391.6346 | -4124.5132 | -5857.3918 | -7590.2704 | 24057.8911 | 29903.5441 | 35749.1972 | 41594.8502 | 47440.5033 | 53286.1563 | 75095.4613 | 96904.7663 | 118714.0713 | 140523.3762 | 162332.6812 | 208367.2255 | 254401.7698 | 300436.3142 | 346470.8585 | 392505.4028
Commerical(N-1) | EENS | 1117793.1691 | 354.6443 | -160.0462 | -674.7367 | -1189.4272 | -1704.1177 | -2218.8082 | -2733.4987 | -9924.0539 | -17114.6091 | -24305.1642 | -31495.7194 | 99827.8782 | 124084.3326 | 148340.7871 | 172597.2416 | 196853.6961 | 221110.1506 | 311607.5525 | 402104.9545 | 492602.3564 | 583099.7583 | 673597.1602 | 864616.8495 | 1055636.5388 | 1246656.2281 | 1437675.9174 | 1628695.6067
Aggregate | EENS | 1387174.2961 | 440.1114 | -198.6163 | -837.344 | -1476.0717 | -2114.7993 | -2753.527 | -3392.2547 | -12315.6885 | -21239.1223 | -30162.556 | -39085.9898 | 123885.7693 | 153987.8768 | 184089.9843 | 214192.0919 | 244294.1994 | 274396.3069 | 386703.0138 | 499009.7207 | 611316.4276 | 723623.1345 | 835929.8415 | 1072984.0751 | 1310038.3087 | 1547092.5423 | 1784146.7759 | 2021201.0095
Residential (N-0) | EENS | 53435542.2876 | 160316.9663 | 426669.2569 | 622795.9652 | 833703.4387 | 1064554.7712 | 1155250.6033 | 1567814.793 | 2064587.6917 | 2485972.1963 | 2907214.7827 | 3653487.0544 | 4512360.7013 | 5845712.9396 | 7145234.3901 | 9104342.6873 | 11402628.5447 | 14095767.6616 | 17191903.0116 | 19393249.5684 | 22144861.0185 | 25084501.6342 | 27574169.5412 | 30331528.188 | 33338764.9181 | 36570289.6901 | 39072652.1352 | 41208343.2725
Commerical(N-0) | EENS | 235333821.8872 | 903378.8257 | 2253314.5962 | 3310509.5162 | 4447440.2171 | 5587242.1815 | 5454561.6522 | 7543245.1948 | 10054559.7799 | 11610814.2147 | 12826351.0572 | 16062284.1229 | 19403643.1206 | 25219740.5046 | 31071411.1969 | 39644741.2569 | 50251518.1649 | 62975375.3076 | 77967536.6231 | 85493629.6257 | 96535091.7608 | 107823507.7689 | 117725834.0303 | 129057056.933 | 141818699.3529 | 155495944.7788 | 167583488.2818 | 175058968.6019
Aggregate | EENS | 288769364.1748 | 1063695.7919 | 2679983.8531 | 3933305.4814 | 5281143.6558 | 6651796.9527 | 6609812.2555 | 9111059.9878 | 12119147.4716 | 14096786.411 | 15733565.8399 | 19715771.1773 | 23916003.8219 | 31065453.4442 | 38216645.587 | 48749083.9442 | 61654146.7096 | 77071142.9692 | 95159439.6347 | 104886879.1941 | 118679952.7793 | 132908009.4031 | 145300003.5715 | 159388585.1209 | 175157464.2711 | 192066234.4689 | 206656140.417 | 216267311.8744
Residential (N-1) | Value for Flex-1 | 297333610.1237 | 6621897.889 | 9025240.0833 | 11544610.7011 | 14184309.0748 | 16948776.9855 | 19842603.0985 | 22870527.5316 | 26037446.5594 | 29841138.801 | 32808663.4992 | 36423579.0806 | 40198735.0265 | 44139884.0327 | 48252966.2798 | 52544115.2117 | 57019663.4863 | 61686149.1027 | 66550321.7102 | 71619149.1049 | 76899823.9182 | 82399770.504 | 88126652.0292 | 94088377.774 | 100293110.6486 | 106749274.9308 | 113465564.2329 | 120450949.7033
Commerical(N-1) | Value for Flex-1 | 1224905207.9131 | 27279785.8511 | 37180672.4982 | 47559553.6114 | 58434140.8601 | 69822732.7501 | 81744232.8966 | 94218168.8424 | 107264711.44 | 122934525.6738 | 135159636.9079 | 150051760.6743 | 165604015.856 | 181840101.4463 | 198784488.8062 | 216462445.4708 | 234900059.6631 | 254124265.5365 | 274162869.1664 | 295044575.3117 | 316799014.9711 | 339456773.754 | 363049421.0915 | 387609540.3124 | 413170759.6062 | 439767783.9019 | 467436427.6877 | 496213648.7978
Aggregate | Value for Flex-1 | 1522238818.0367 | 33901683.7401 | 46205912.5815 | 59104164.3126 | 72618449.9349 | 86771509.7356 | 101586835.9951 | 117088696.374 | 133302157.9994 | 152775664.4748 | 167968300.407 | 186475339.7549 | 205802750.8824 | 225979985.479 | 247037455.086 | 269006560.6825 | 291919723.1494 | 315810414.6392 | 340713190.8765 | 366663724.4166 | 393698838.8893 | 421856544.258 | 451176073.1207 | 481697918.0864 | 513463870.2547 | 546517058.8327 | 580901991.9206 | 616664598.5011
Residential (N-1) | Value for Flex-2 | 0 | 0 | 0 | 0 | 0 | 0 | 0 | 0 | 0 | 0 | 0 | 0 | 0 | 0 | 0 | 0 | 0 | 0 | 0 | 0 | 0 | 0 | 0 | 0 | 0 | 0 | 0 | 0
Commerical(N-1) | Value for Flex-2 | 0 | 0 | 0 | 0 | 0 | 0 | 0 | 0 | 0 | 0 | 0 | 0 | 0 | 0 | 0 | 0 | 0 | 0 | 0 | 0 | 0 | 0 | 0 | 0 | 0 | 0 | 0 | 0
Aggregate of Flex-2 (Component 1 and 2) | Value for Flex-2 | 0 | 0 | 0 | 0 | 0 | 0 | 0 | 0 | 0 | 0 | 0 | 0 | 0 | 0 | 0 | 0 | 0 | 0 | 0 | 0 | 0 | 0 | 0 | 0 | 0 | 0 | 0 | 0
Aggregate of Flex-2 (Component 2) | Value for Flex-2-2 | 175558613.6699 | 11220653.2927 | 12144894.2429 | 12786906.8354 | 13548988.6365 | 14198598.1689 | 15000919.0418 | 15909040.4592 | 16834711.4999 | 17913721.5386 | 19199934.4292 | 20113909.1059 | 21304230.0472 | 22569755.2788 | 23956380.4958 | 25296897.7557 | 26952539.3115 | 28393160.813 | 29763730.614 | 31534269.3716 | 33150927.6597 | 34881141.3954 | 36681692.5616 | 38262714.1821 | 40061533.9842 | 41857863.1895 | 43385910.8809 | 45034968.4831
Aggregate ($M) |  | 1987.954 | 46186472.9362 | 61030592.0612 | 75823539.2854 | 91447106.1555 | 107619790.0578 | 123194813.7654 | 142105404.5664 | 162243701.2824 | 184764933.3021 | 202871638.1201 | 226265934.0483 | 251146870.5208 | 279769182.0788 | 309394571.1531 | 343266734.4743 | 380770703.3699 | 421549114.7284 | 466023064.139 | 503583882.703 | 546141035.7559 | 590369318.1909 | 633993699.0953 | 680422201.4646 | 729992906.8186 | 781988249.0334 | 832728189.9945 | 879988079.8682
Aggregate ($M)+ Monetized Losses |  | 1988.2245 | 46200024.9362 | 61045659.5218 | 75840189.5096 | 91465408.8643 | 107639817.4691 | 123216640.675 | 142129108.4322 | 162269362.3104 | 184792634.5355 | 202901465.531 | 226297976.6323 | 251181220.3944 | 279805934.5798 | 309433824.9444 | 343308591.6499 | 380815269.5655 | 421596499.2343 | 466073380.0168 | 503637246.9059 | 546197569.2529 | 590429146.0939 | 634056950.7912 | 680489010.7507 | 730063412.0421 | 782062593.2352 | 832806521.0579 | 880070550.6711
Project Cost |  | 270
Benefit-Cost Ratio |  | 7.3638
2.7526
233.8045
0
1848.4208
53.6999

## Centralized BESS in Valley S
|  | Component | 2022 | 2023 | 2024 | 2025 | 2026 | 2027 | 2028 | 2029 | 2030 | 2031 | 2032 | 2033 | 2034 | 2035 | 2036 | 2037 | 2038 | 2039 | 2040 | 2041 | 2042 | 2043 | 2044 | 2045 | 2046 | 2047 | 2048
| Baseline | Losses (MWh) | 49667 | 50103.7904 | 50540.5808 | 50977.3712 | 51414.1615 | 51850.9519 | 52287.7423 | 52724.5327 | 53161.3231 | 53598.1135 | 54034.9038 | 54471.6942 | 54908.4846 | 55345.275 | 55782.0654 | 56218.8558 | 56655.6462 | 57092.4365 | 57529.2269 | 57966.0173 | 58402.8077 | 58839.5981 | 59276.3885 | 59713.1788 | 60149.9692 | 60586.7596 | 61023.55
N-1 |  | EENS | 10 | 20.5 | 29.88 | 39.26 | 48.64 | 58.02 | 67.4 | 91.45 | 115.5 | 139.55 | 163.6 | 249.4667 | 335.3333 | 421.2 | 507.0667 | 592.9333 | 678.8 | 893.22 | 1107.64 | 1322.06 | 1536.48 | 1595.6 | 1841.08 | 2086.56 | 2332.04 | 2577.52 | 2823
N-1 |  | IP | 2 | 3 | 4.68 | 6.36 | 8.04 | 9.72 | 11.4 | 13.2 | 15 | 16.8 | 18.6 | 21.35 | 24.1 | 26.85 | 29.6 | 32.35 | 35.1 | 37.14 | 39.18 | 41.22 | 43.26 | 45.3 | 49.92 | 54.54 | 59.16 | 63.78 | 68.4
N-1 |  | SAIDI | 0.084812 | 0.24283 | 0.34046 | 0.43809 | 0.53572 | 0.63335 | 0.73098 | 1.1655 | 1.5999 | 2.0344 | 2.4689 | 6.1188 | 9.7688 | 13.4187 | 17.0687 | 20.7186 | 24.3686 | 38.1776 | 51.9865 | 65.7955 | 79.6045 | 93.4135 | 125.5074 | 157.6012 | 189.6951 | 221.789 | 253.8829
N-1 |  | SAIFI | 0.006058 | 0.017772 | 0.025047 | 0.032322 | 0.039597 | 0.046872 | 0.054147 | 0.073799 | 0.093451 | 0.1131 | 0.13275 | 0.20938 | 0.286 | 0.36262 | 0.43924 | 0.51587 | 0.59249 | 0.75647 | 0.92046 | 1.0844 | 1.2484 | 1.4124 | 1.6369 | 1.8614 | 2.0859 | 2.3103 | 2.5348
N-1 |  | PFD | 14 | 21 | 23.2 | 25.4 | 27.6 | 29.8 | 32 | 35.75 | 39.5 | 43.25 | 47 | 53.8333 | 60.6667 | 67.5 | 74.3333 | 81.1667 | 88 | 94.4 | 100.8 | 107.2 | 113.6 | 120 | 126.6 | 133.2 | 139.8 | 146.4 | 153
N-0 |  | EENS | 22.2 | 65.8 | 102.72 | 139.64 | 176.56 | 213.48 | 250.4 | 348.675 | 446.95 | 545.225 | 643.5 | 904.9167 | 1166.3333 | 1427.75 | 1689.1667 | 1950.5833 | 2212 | 2606.48 | 3000.96 | 3395.44 | 3789.92 | 4184.4 | 4609.44 | 5034.48 | 5459.52 | 5884.56 | 6309.6
N-0 |  | IP | 13 | 27 | 34.52 | 42.04 | 49.56 | 57.08 | 64.6 | 75.025 | 85.45 | 95.875 | 106.3 | 120.25 | 134.2 | 148.15 | 162.1 | 176.05 | 190 | 201.2 | 212.4 | 223.6 | 234.8 | 246 | 254.48 | 262.96 | 271.44 | 279.92 | 288.4
N-0 |  | SAIDI | 0.047254 | 0.28012 | 0.59718 | 0.91425 | 1.2313 | 1.5484 | 1.8655 | 3.7961 | 5.7267 | 7.6574 | 9.588 | 22.5073 | 35.4267 | 48.346 | 61.2653 | 74.1847 | 87.104 | 116.8885 | 146.6729 | 176.4574 | 206.2418 | 236.0263 | 292.2337 | 348.4411 | 404.6486 | 460.856 | 517.0634
N-0 |  | SAIFI | 0.023627 | 0.070029 | 0.10932 | 0.14861 | 0.18791 | 0.2272 | 0.26649 | 0.37108 | 0.47567 | 0.58027 | 0.68486 | 0.96307 | 1.2413 | 1.5195 | 1.7977 | 2.0759 | 2.3542 | 2.774 | 3.1938 | 3.6137 | 4.0335 | 4.4533 | 4.9057 | 5.358 | 5.8104 | 6.2628 | 6.7151
N-0 |  | PFD | 2 | 4 | 4.6 | 5.2 | 5.8 | 6.4 | 7 | 8.75 | 10.5 | 12.25 | 14 | 17.8333 | 21.6667 | 25.5 | 29.3333 | 33.1667 | 37 | 40.2 | 43.4 | 46.6 | 49.8 | 53 | 57.8 | 62.6 | 67.4 | 72.2 | 77
N-1 |  | Deficit Flex-1 | 5445.8257 | 7241.2936 | 9036.7614 | 10832.2293 | 12627.6972 | 14423.1651 | 16218.633 | 18014.1008 | 19909.5687 | 21605.0366 | 23400.5045 | 25195.9724 | 26991.4402 | 28786.9081 | 30582.376 | 32377.8439 | 34173.3118 | 35968.7796 | 37764.2475 | 39559.7154 | 41355.1833 | 43150.6512 | 44946.119 | 46741.5869 | 48537.0548 | 50332.5227 | 52127.9906
N-1 |  | Deficit Flex-2-1 | 192864.6662 | 195239.242 | 196366.7654 | 197525.3756 | 198743.9239 | 200140.9384 | 201537.7103 | 203264.3598 | 205020.8584 | 206857.3016 | 208717.8537 | 210603.1815 | 212516.4069 | 214384.6797 | 216269.2922 | 218166.2033 | 220084.6619 | 221841.8513 | 223594.2698 | 225336.5209 | 227080.1514 | 228568.346 | 230020.4249 | 231425.4869 | 232792.6641 | 233827.4721 | 234770.9697
N-1 |  | Deficit Flex-2-2 | 57814.1638 | 62191.7469 | 64361.1052 | 66628.501 | 69068.2267 | 71918.961 | 74820.6792 | 78496.8393 | 82309.216 | 86348.3473 | 90544.7485 | 94913.207 | 99465.7345 | 104037.4078 | 108760.5825 | 113603.9974 | 118575.883 | 123222.715 | 127939.1384 | 132690.6949 | 137509.2221 | 141696.5467 | 145839.4246 | 149897.7742 | 153895.1644 | 156987.0204 | 159822.5063
|  | Component | 2022 | 2023 | 2024 | 2025 | 2026 | 2027 | 2028 | 2029 | 2030 | 2031 | 2032 | 2033 | 2034 | 2035 | 2036 | 2037 | 2038 | 2039 | 2040 | 2041 | 2042 | 2043 | 2044 | 2045 | 2046 | 2047 | 2048
| Centralized BESS in Valley South | Losses (MWh) | 48531.45 | 48910.8731 | 49290.2962 | 49669.7192 | 50049.1423 | 50428.5654 | 50807.9885 | 51187.4115 | 51566.8346 | 51946.2577 | 52325.6808 | 52705.1038 | 53084.5269 | 53463.95 | 53843.3731 | 54222.7962 | 54602.2192 | 54981.6423 | 55361.0654 | 55740.4885 | 56119.9115 | 56499.3346 | 56878.7577 | 57258.1808 | 57637.6038 | 58017.0269 | 58396.45
N-1 |  | EENS | 0 | 0 | 0 | 0 | 0 | 0 | 0 | 0 | 0 | 0 | 0 | 0 | 0 | 0 | 0 | 0 | 0 | 0 | 0 | 0 | 0 | 0 | 0 | 0 | 0 | 0 | 0
N-1 |  | IP | 0 | 0 | 0 | 0 | 0 | 0 | 0 | 0 | 0 | 0 | 0 | 0 | 0 | 0 | 0 | 0 | 0 | 0 | 0 | 0 | 0 | 0 | 0 | 0 | 0 | 0 | 0
N-1 |  | SAIDI | 0 | 0 | 0 | 0 | 0 | 0 | 0 | 0 | 0 | 0 | 0 | 0 | 0 | 0 | 0 | 0 | 0 | 0 | 0 | 0 | 0 | 0 | 0 | 0 | 0 | 0 | 0
N-1 |  | SAIFI | 0 | 0 | 0 | 0 | 0 | 0 | 0 | 0 | 0 | 0 | 0 | 0 | 0 | 0 | 0 | 0 | 0 | 0 | 0 | 0 | 0 | 0 | 0 | 0 | 0 | 0 | 0
N-1 |  | PFD | 0 | 0 | 0 | 0 | 0 | 0 | 0 | 0 | 0 | 0 | 0 | 0 | 0 | 0 | 0 | 0 | 0 | 0 | 0 | 0 | 0 | 0 | 0 | 0 | 0 | 0 | 0
N-1 |  | Deficit Flex-1 | 1868.1179 | 2484.0292 | 3099.9405 | 3715.8518 | 4331.7632 | 4947.6745 | 5563.5858 | 6179.4971 | 6795.4084 | 7411.3197 | 8027.2311 | 8643.1424 | 9259.0537 | 9874.965 | 10490.8763 | 11106.7877 | 11722.699 | 12338.6103 | 12954.5216 | 13570.4329 | 14186.3442 | 14802.2556 | 15418.1669 | 16034.0782 | 16649.9895 | 17265.9008 | 17881.8122
N-1 |  | Deficit Flex-2-1 | 192864.6662 | 195239.242 | 196366.7654 | 197525.3756 | 198743.9239 | 200140.9384 | 201537.7103 | 203264.3598 | 205020.8584 | 206857.3016 | 208717.8537 | 210603.1815 | 212516.4069 | 214384.6797 | 216269.2922 | 218166.2033 | 220084.6619 | 221841.8513 | 223594.2698 | 225336.5209 | 227080.1514 | 228568.346 | 230020.4249 | 231425.4869 | 232792.6641 | 233827.4721 | 234770.9697
N-1 |  | Deficit Flex-2-2 | 57792.93 | 62126.6542 | 64269.7873 | 66510.2349 | 68915.2787 | 71720.6477 | 74566.3158 | 78165.6563 | 81892.0993 | 85831.0502 | 89898.5375 | 94112.8066 | 98461.9642 | 102780.3642 | 107212.3354 | 111753.1609 | 116382.6631 | 120681.4162 | 125037.9675 | 129402.7764 | 133795.0515 | 137578.702 | 141298.1273 | 144907.1738 | 148434.1438 | 151161.3362 | 153645.0054
N-0 |  | EENS | 0 | 0 | 0 | 0 | 0 | 0 | 0 | 0 | 0 | 0 | 0 | 0 | 0 | 0 | 0 | 0 | 0 | 0 | 0 | 0 | 0 | 0 | 0 | 0 | 0 | 0 | 0
N-0 |  | IP | 0 | 0 | 0 | 0 | 0 | 0 | 0 | 0 | 0 | 0 | 0 | 0 | 0 | 0 | 0 | 0 | 0 | 0 | 0 | 0 | 0 | 0 | 0 | 0 | 0 | 0 | 0
N-0 |  | SAIDI | 0 | 0 | 0 | 0 | 0 | 0 | 0 | 0 | 0 | 0 | 0 | 0 | 0 | 0 | 0 | 0 | 0 | 0 | 0 | 0 | 0 | 0 | 0 | 0 | 0 | 0 | 0
N-0 |  | SAIFI | 0 | 0 | 0 | 0 | 0 | 0 | 0 | 0 | 0 | 0 | 0 | 0 | 0 | 0 | 0 | 0 | 0 | 0 | 0 | 0 | 0 | 0 | 0 | 0 | 0 | 0 | 0
N-0 |  | PFD | 0 | 0 | 0 | 0 | 0 | 0 | 0 | 0 | 0 | 0 | 0 | 0 | 0 | 0 | 0 | 0 | 0 | 0 | 0 | 0 | 0 | 0 | 0 | 0 | 0 | 0 | 0
N-0 Monetized | Residential | $ | 0 | 0 | 0 | 0 | 0 | 0 | 0 | 0 | 0 | 0 | 0 | 0 | 0 | 0 | 0 | 0 | 0 | 0 | 0 | 0 | 0 | 0 | 0 | 0 | 0 | 0 | 0
N-0 Monetized | Commercial | $ | 0 | 0 | 0 | 0 | 0 | 0 | 0 | 0 | 0 | 0 | 0 | 0 | 0 | 0 | 0 | 0 | 0 | 0 | 0 | 0 | 0 | 0 | 0 | 0 | 0 | 0 | 0
N-1 Monetized | Residential | $ | 0 | 0 | 0 | 0 | 0 | 0 | 0 | 0 | 0 | 0 | 0 | 0 | 0 | 0 | 0 | 0 | 0 | 0 | 0 | 0 | 0 | 0 | 0 | 0 | 0 | 0 | 0
N-1 Monetized | Commercial | $ | 0 | 0 | 0 | 0 | 0 | 0 | 0 | 0 | 0 | 0 | 0 | 0 | 0 | 0 | 0 | 0 | 0 | 0 | 0 | 0 | 0 | 0 | 0 | 0 | 0 | 0 | 0
Flex-2-2 Monetized | Aggregate of Customer and Residential | $ | 16067265.0696 | 17677191.9996 | 18717751.2624 | 19881226.5141 | 21019539.1364 | 22376248.1359 | 23794240.7357 | 25478581.9006 | 27337824.7431 | 29333003.8232 | 31162733.902 | 33325843.5376 | 35625667.3195 | 38031797.6769 | 40403886.273 | 43260494.2335 | 45936936.7758 | 48593021.5578 | 51554447.4113 | 54604023.0792 | 57580117.0693 | 60672834.9863 | 63691116.6788 | 66904360.2455 | 70172941.3899 | 73081716.0128 | 76048964.1472
|  | LMP | 40 | 41 | 42.025 | 43.0756 | 44.1525 | 45.2563 | 46.3877 | 47.5474 | 48.7361 | 49.9545 | 51.2034 | 52.4835 | 53.7956 | 55.1404 | 56.519 | 57.9319 | 59.3802 | 60.8647 | 62.3863 | 63.946 | 65.5447 | 67.1833 | 68.8629 | 70.5844 | 72.349 | 74.1578 | 76.0117
Comparison to Baseline
| NPV of benefit | Component |  |  |  | 2025 | 2026 | 2027 | 2028 | 2029 | 2030 | 2031 | 2032 | 2033 | 2034 | 2035 | 2036 | 2037 | 2038 | 2039 | 2040 | 2041 | 2042 | 2043 | 2044 | 2045 | 2046 | 2047 | 2048
50.7958 | 14606.9967 | Losses (MWh) | 1135.55 | 1192.9173 | 1250.2846 | 1307.6519 | 1365.0192 | 1422.3865 | 1479.7538 | 1537.1212 | 1594.4885 | 1651.8558 | 1709.2231 | 1766.5904 | 1823.9577 | 1881.325 | 1938.6923 | 1996.0596 | 2053.4269 | 2110.7942 | 2168.1615 | 2225.5288 | 2282.8962 | 2340.2635 | 2397.6308 | 2454.9981 | 2512.3654 | 2569.7327 | 2627.1
2982.3573 | 748930.125 | Losses ($) | 45422 | 48909.6096 | 52543.211 | 56327.9239 | 60269.0329 | 64371.9925 | 68642.4318 | 73086.1607 | 77709.1745 | 82517.6601 | 87518.0017 | 92716.7869 | 98120.8127 | 103737.0917 | 109572.8591 | 115635.5792 | 121932.9524 | 128472.9219 | 135263.6818 | 142313.6841 | 149631.6468 | 157226.5615 | 165107.7022 | 173284.6333 | 181767.2186 | 190565.6304 | 199690.3582
21.6838 | 3054.0879 | EENS | 10 | 20.5 | 29.88 | 39.26 | 48.64 | 58.02 | 67.4 | 91.45 | 115.5 | 139.55 | 163.6 | 249.4667 | 335.3333 | 421.2 | 507.0667 | 592.9333 | 678.8 | 893.22 | 1107.64 | 1322.06 | 1536.48 | 1595.6 | 1841.08 | 2086.56 | 2332.04 | 2577.52 | 2823
0.78005 | 153.6922 | IP | 2 | 3 | 4.68 | 6.36 | 8.04 | 9.72 | 11.4 | 13.2 | 15 | 16.8 | 18.6 | 21.35 | 24.1 | 26.85 | 29.6 | 32.35 | 35.1 | 37.14 | 39.18 | 41.22 | 43.26 | 45.3 | 49.92 | 54.54 | 59.16 | 63.78 | 68.4
1.3792 | 159.3784 | SAIDI | 0.084812 | 0.24283 | 0.34046 | 0.43809 | 0.53572 | 0.63335 | 0.73098 | 1.1655 | 1.5999 | 2.0344 | 2.4689 | 6.1188 | 9.7688 | 13.4187 | 17.0687 | 20.7186 | 24.3686 | 38.1776 | 51.9865 | 65.7955 | 79.6045 | 93.4135 | 125.5074 | 157.6012 | 189.6951 | 221.789 | 253.8829
0.018892 | 2.6253 | SAIFI | 0.006058 | 0.017772 | 0.025047 | 0.032322 | 0.039597 | 0.046872 | 0.054147 | 0.073799 | 0.093451 | 0.1131 | 0.13275 | 0.20938 | 0.286 | 0.36262 | 0.43924 | 0.51587 | 0.59249 | 0.75647 | 0.92046 | 1.0844 | 1.2484 | 1.4124 | 1.6369 | 1.8614 | 2.0859 | 2.3103 | 2.5348
1.999 | 431.1952 | PFD | 14 | 21 | 23.2 | 25.4 | 27.6 | 29.8 | 32 | 35.75 | 39.5 | 43.25 | 47 | 53.8333 | 60.6667 | 67.5 | 74.3333 | 81.1667 | 88 | 94.4 | 100.8 | 107.2 | 113.6 | 120 | 126.6 | 133.2 | 139.8 | 146.4 | 153
510.7225 | 117755.8292 | Flex-1 | 3577.7078 | 4757.2643 | 5936.8209 | 7116.3775 | 8295.934 | 9475.4906 | 10655.0472 | 11834.6037 | 13114.1603 | 14193.7168 | 15373.2734 | 16552.83 | 17732.3865 | 18911.9431 | 20091.4997 | 21271.0562 | 22450.6128 | 23630.1693 | 24809.7259 | 25989.2825 | 27168.839 | 28348.3956 | 29527.9522 | 30707.5087 | 31887.0653 | 33066.6218 | 34246.1784
0 | 0 | Flex-2-1 | 0 | 0 | 0 | 0 | 0 | 0 | 0 | 0 | 0 | 0 | 0 | 0 | 0 | 0 | 0 | 0 | 0 | 0 | 0 | 0 | 0 | 0 | 0 | 0 | 0 | 0 | 0
55.0254 | 8307.2206 | Flex-2-2 | 21.2338 | 65.0927 | 91.3179 | 118.2661 | 152.948 | 198.3133 | 254.3634 | 331.183 | 417.1168 | 517.2971 | 646.211 | 800.4005 | 1003.7703 | 1257.0435 | 1548.2471 | 1850.8365 | 2193.22 | 2541.2988 | 2901.1708 | 3287.9185 | 3714.1706 | 4117.8448 | 4541.2973 | 4990.6004 | 5461.0206 | 5825.6843 | 6177.5009
56.5807 | 8657.5453 | EENS | 22.2 | 65.8 | 102.72 | 139.64 | 176.56 | 213.48 | 250.4 | 348.675 | 446.95 | 545.225 | 643.5 | 904.9167 | 1166.3333 | 1427.75 | 1689.1667 | 1950.5833 | 2212 | 2606.48 | 3000.96 | 3395.44 | 3789.92 | 4184.4 | 4609.44 | 5034.48 | 5459.52 | 5884.56 | 6309.6
4.0564 | 853.0526 | IP | 13 | 27 | 34.52 | 42.04 | 49.56 | 57.08 | 64.6 | 75.025 | 85.45 | 95.875 | 106.3 | 120.25 | 134.2 | 148.15 | 162.1 | 176.05 | 190 | 201.2 | 212.4 | 223.6 | 234.8 | 246 | 254.48 | 262.96 | 271.44 | 279.92 | 288.4
3.2676 | 404.2317 | SAIDI | 0.047254 | 0.28012 | 0.59718 | 0.91425 | 1.2313 | 1.5484 | 1.8655 | 3.7961 | 5.7267 | 7.6574 | 9.588 | 22.5073 | 35.4267 | 48.346 | 61.2653 | 74.1847 | 87.104 | 116.8885 | 146.6729 | 176.4574 | 206.2418 | 236.0263 | 292.2337 | 348.4411 | 404.6486 | 460.856 | 517.0634
0.060217 | 9.214 | SAIFI | 0.023627 | 0.070029 | 0.10932 | 0.14861 | 0.18791 | 0.2272 | 0.26649 | 0.37108 | 0.47567 | 0.58027 | 0.68486 | 0.96307 | 1.2413 | 1.5195 | 1.7977 | 2.0759 | 2.3542 | 2.774 | 3.1938 | 3.6137 | 4.0335 | 4.4533 | 4.9057 | 5.358 | 5.8104 | 6.2628 | 6.7151
0.815 | 146.7926 | PFD | 2 | 4 | 4.6 | 5.2 | 5.8 | 6.4 | 7 | 8.75 | 10.5 | 12.25 | 14 | 17.8333 | 21.6667 | 25.5 | 29.3333 | 33.1667 | 37 | 40.2 | 43.4 | 46.6 | 49.8 | 53 | 57.8 | 62.6 | 67.4 | 72.2 | 77
Monetized Benefits for Alternative
Residential | Cost of Reliability (N-1) | $/kWh | 4.4933 | 4.6057 | 4.7208 | 4.8388 | 4.9598 | 5.0838 | 5.2109 | 5.3412 | 5.4747 | 5.6115 | 5.7518 | 5.8956 | 6.043 | 6.1941 | 6.349 | 6.5077 | 6.6704 | 6.8371 | 7.0081 | 7.1833 | 7.3628 | 7.5469 | 7.7356 | 7.929 | 8.1272 | 8.3304 | 8.5386
Residential | Cost of Reliability (N-0) | $/kWh | 3.792 | 3.8868 | 3.984 | 4.0836 | 4.1857 | 4.2903 | 4.3976 | 4.5075 | 4.6202 | 4.7357 | 4.8541 | 4.9754 | 5.0998 | 5.2273 | 5.358 | 5.4919 | 5.6292 | 5.77 | 5.9142 | 6.0621 | 6.2136 | 6.369 | 6.5282 | 6.6914 | 6.8587 | 7.0302 | 7.2059
Commerical | Cost of Reliability (N-1) | $/kWh | 166.5977 | 170.7626 | 175.0317 | 179.4075 | 183.8927 | 188.49 | 193.2022 | 198.0323 | 202.9831 | 208.0577 | 213.2591 | 218.5906 | 224.0553 | 229.6567 | 235.3981 | 241.2831 | 247.3152 | 253.4981 | 259.8355 | 266.3314 | 272.9897 | 279.8144 | 286.8098 | 293.98 | 301.3295 | 308.8628 | 316.5843
Commerical | Cost of Reliability (N-0) | $/kWh | 153.8372 | 157.6831 | 161.6252 | 165.6658 | 169.8075 | 174.0527 | 178.404 | 182.8641 | 187.4357 | 192.1216 | 196.9246 | 201.8477 | 206.8939 | 212.0663 | 217.3679 | 222.8021 | 228.3722 | 234.0815 | 239.9335 | 245.9319 | 252.0802 | 258.3822 | 264.8417 | 271.4628 | 278.2493 | 285.2056 | 292.3357
Residential (N-1) | EENS | 1363590.1346 | 1354.9655 | 3468.8297 | 5582.694 | 7696.5582 | 9810.4224 | 11924.2866 | 14038.1508 | 20302.0204 | 26565.8899 | 32829.7594 | 39093.629 | 78738.5386 | 118383.4482 | 158028.3578 | 197673.2674 | 237318.177 | 276963.0867 | 380936.4738 | 484909.8609 | 588883.2481 | 692856.6352 | 796830.0224 | 972770.2131 | 1148710.4037 | 1324650.5944 | 1500590.7851 | 1676530.9757
Commerical(N-1) | EENS | 5658197.94 | 5622.4102 | 14393.8598 | 23165.3095 | 31936.7591 | 40708.2087 | 49479.6583 | 58251.108 | 84242.9458 | 110234.7837 | 136226.6215 | 162218.4594 | 326724.45 | 491230.4407 | 655736.4313 | 820242.4219 | 984748.4126 | 1149254.4032 | 1580690.4998 | 2012126.5963 | 2443562.6929 | 2874998.7894 | 3306434.886 | 4036496.2139 | 4766557.5418 | 5496618.8697 | 6226680.1977 | 6956741.5256
Aggregate | EENS | 7021788.0745 | 6977.3757 | 17862.6896 | 28748.0034 | 39633.3173 | 50518.6311 | 61403.9449 | 72289.2588 | 104544.9662 | 136800.6736 | 169056.381 | 201312.0884 | 405462.9886 | 609613.8889 | 813764.7891 | 1017915.6894 | 1222066.5896 | 1426217.4899 | 1961626.9736 | 2497036.4572 | 3032445.9409 | 3567855.4246 | 4103264.9083 | 5009266.4269 | 5915267.9455 | 6821269.4641 | 7727270.9827 | 8633272.5013
Residential (N-0) | EENS | 55025530.5529 | 160316.9663 | 426669.2569 | 622795.9652 | 833703.4387 | 1064554.7712 | 1155250.6033 | 1567814.793 | 2064587.6917 | 2485972.1963 | 2907214.7827 | 3653487.0544 | 4512360.7013 | 5845712.9396 | 7145234.3901 | 9104342.6873 | 11402628.5447 | 14095767.6616 | 17191903.0116 | 19393249.5684 | 22204176.9235 | 25300486.7175 | 28417067.4149 | 31752052.5496 | 35546944.4822 | 39903552.5976 | 43253166.6776 | 46546673.2399
Commerical(N-0) | EENS | 242736972.2988 | 903378.8257 | 2253314.5962 | 3310509.5162 | 4447440.2171 | 5587242.1815 | 5454561.6522 | 7543245.1948 | 10054559.7799 | 11610814.2147 | 12826351.0572 | 16062284.1229 | 19403643.1206 | 25219740.5046 | 31071411.1969 | 39644741.2569 | 50251518.1649 | 62975375.3076 | 77967536.6231 | 85493629.6257 | 96889943.2643 | 109044932.472 | 122534152.5385 | 136516549.2211 | 152312518.5813 | 170666427.5178 | 185761195.9583 | 198274570.2853
Aggregate | EENS | 297762502.8517 | 1063695.7919 | 2679983.8531 | 3933305.4814 | 5281143.6558 | 6651796.9527 | 6609812.2555 | 9111059.9878 | 12119147.4716 | 14096786.411 | 15733565.8399 | 19715771.1773 | 23916003.8219 | 31065453.4442 | 38216645.587 | 48749083.9442 | 61654146.7096 | 77071142.9692 | 95159439.6347 | 104886879.1941 | 119094120.1878 | 134345419.1894 | 150951219.9534 | 168268601.7707 | 187859463.0636 | 210569980.1155 | 229014362.6359 | 244821243.5253
Residential (N-1) | Value for Flex-1 | 649398508.2173 | 14468227.0973 | 19719304.8461 | 25223893.8403 | 30991387.7188 | 37031491.3575 | 43354230.5609 | 49969962.0423 | 56889383.7037 | 64616266.564 | 71683858.9511 | 79582111.1511 | 87830473.5492 | 96441515.2478 | 105428214.9853 | 114803973.7627 | 124582627.8445 | 134778462.1469 | 145406224.022 | 156481137.452 | 168018917.6635 | 180035786.1746 | 192548486.2878 | 205574299.0402 | 219131059.6264 | 233237174.3049 | 247911637.8052 | 263174051.2465
Commerical(N-1) | Value for Flex-1 | 2675283209.3064 | 59603778.7768 | 81236289.4067 | 103913173.2064 | 127673128.5152 | 152556135.8561 | 178603497.8588 | 205857880.3767 | 234363354.8343 | 266195272.7014 | 295311156.0984 | 327849052.669 | 361829274.5955 | 397303601.9605 | 434325502.397 | 472950183.1042 | 513234644.4077 | 555237734.912 | 599020208.2887 | 644644781.75 | 692176196.2541 | 741681278.4948 | 793229004.7249 | 846890566.4675 | 902739438.1692 | 960851446.852 | 1021304843.8201 | 1084180378.4823
Aggregate | Value for Flex-1 | 3324681717.5237 | 74072005.8741 | 100955594.2528 | 129137067.0467 | 158664516.234 | 189587627.2136 | 221957728.4197 | 255827842.419 | 291252738.538 | 330811539.2654 | 366995015.0495 | 407431163.8201 | 449659748.1447 | 493745117.2082 | 539753717.3823 | 587754156.8669 | 637817272.2523 | 690016197.0589 | 744426432.3107 | 801125919.2019 | 860195113.9175 | 921717064.6694 | 985777491.0127 | 1052464865.5077 | 1121870497.7956 | 1194088621.1569 | 1269216481.6252 | 1347354429.7287
Residential (N-1) | Value for Flex-2 | 0 | 0 | 0 | 0 | 0 | 0 | 0 | 0 | 0 | 0 | 0 | 0 | 0 | 0 | 0 | 0 | 0 | 0 | 0 | 0 | 0 | 0 | 0 | 0 | 0 | 0 | 0 | 0
Commerical(N-1) | Value for Flex-2 | 0 | 0 | 0 | 0 | 0 | 0 | 0 | 0 | 0 | 0 | 0 | 0 | 0 | 0 | 0 | 0 | 0 | 0 | 0 | 0 | 0 | 0 | 0 | 0 | 0 | 0 | 0 | 0
Aggregate of Flex-2 (Component 1) | Value for Flex-2 | 0 | 0 | 0 | 0 | 0 | 0 | 0 | 0 | 0 | 0 | 0 | 0 | 0 | 0 | 0 | 0 | 0 | 0 | 0 | 0 | 0 | 0 | 0 | 0 | 0 | 0 | 0 | 0
Aggregate of Flex-2 (Component 2) | Value for Flex-2-2 | 3087133.3631 | 5288.7718 | 16546.5734 | 23772.3456 | 31541.575 | 41756.1156 | 55450.5396 | 72889.8932 | 97282.6652 | 125560.898 | 159537.7023 | 200635.765 | 255240.1489 | 327635.482 | 421626.6362 | 528905.1624 | 649400.0179 | 774629.6568 | 916559.8311 | 1074848.2574 | 1251193.4543 | 1451965.41 | 1649247.6008 | 1866128.1802 | 2100670.9883 | 2359457.1259 | 2582274.6912 | 2808043.5457
Aggregate ($M) |  | 3632.5531 | 75147967.8135 | 103669987.3688 | 133122892.8772 | 164016834.782 | 196331698.9131 | 228684395.1597 | 265084081.5588 | 303573713.641 | 345170687.248 | 383057174.9727 | 427548882.8507 | 474236455.1042 | 525747820.0233 | 579205754.3946 | 638050061.6629 | 701342885.5693 | 769288187.1748 | 842464058.7501 | 909584683.1107 | 983572873.5006 | 1061082304.6934 | 1142481223.4753 | 1227608861.8855 | 1317745899.793 | 1413839327.8624 | 1508540389.9351 | 1603616989.301
Aggregate ($M)+ Monetized Losses |  | 3633.3021 | 75193389.8135 | 103718896.9784 | 133175436.0881 | 164073162.7059 | 196391967.946 | 228748767.1522 | 265152723.9906 | 303646799.8017 | 345248396.4225 | 383139692.6328 | 427636400.8525 | 474329171.8911 | 525845940.836 | 579309491.4863 | 638159634.522 | 701458521.1486 | 769410120.1272 | 842592531.672 | 909719946.7925 | 983715187.1847 | 1061231936.3402 | 1142638450.0368 | 1227773969.5877 | 1317919184.4263 | 1414021095.0811 | 1508730955.5655 | 1603816679.6592
Project Cost |  | 575
Benefit-Cost Ratio |  | 6.3188
Market Participation Revenue (All costs are $x1,000) |  |  | 3072.8852 | 3766.483 | 4460.0808 | 5153.6786 | 5847.2764 | 6540.8742 | 7456.1979 | 8371.5217 | 9286.8454 | 10202.1692 | 11117.4929 | 12072.0086 | 13026.5243 | 13981.04 | 14935.5557 | 15890.0714 | 16646.5731 | 17403.0748 | 18159.5766 | 18916.0783 | 19672.58 | 19901.5552 | 20130.5304 | 20359.5055 | 20588.4807 | 20817.4559 | 21046.4311
21.6838
510.7225
0
55.0254
56.5807

## MiraLoma & Centralized BESS VS
|  | Component | 2022 | 2023 | 2024 | 2025 | 2026 | 2027 | 2028 | 2029 | 2030 | 2031 | 2032 | 2033 | 2034 | 2035 | 2036 | 2037 | 2038 | 2039 | 2040 | 2041 | 2042 | 2043 | 2044 | 2045 | 2046 | 2047 | 2048
| Baseline | Losses (MWh) | 49667 | 50103.7904 | 50540.5808 | 50977.3712 | 51414.1615 | 51850.9519 | 52287.7423 | 52724.5327 | 53161.3231 | 53598.1135 | 54034.9038 | 54471.6942 | 54908.4846 | 55345.275 | 55782.0654 | 56218.8558 | 56655.6462 | 57092.4365 | 57529.2269 | 57966.0173 | 58402.8077 | 58839.5981 | 59276.3885 | 59713.1788 | 60149.9692 | 60586.7596 | 61023.55
N-1 |  | EENS | 10 | 20.5 | 29.88 | 39.26 | 48.64 | 58.02 | 67.4 | 91.45 | 115.5 | 139.55 | 163.6 | 249.4667 | 335.3333 | 421.2 | 507.0667 | 592.9333 | 678.8 | 893.22 | 1107.64 | 1322.06 | 1536.48 | 1595.6 | 1841.08 | 2086.56 | 2332.04 | 2577.52 | 2823
N-1 |  | IP | 2 | 3 | 4.68 | 6.36 | 8.04 | 9.72 | 11.4 | 13.2 | 15 | 16.8 | 18.6 | 21.35 | 24.1 | 26.85 | 29.6 | 32.35 | 35.1 | 37.14 | 39.18 | 41.22 | 43.26 | 45.3 | 49.92 | 54.54 | 59.16 | 63.78 | 68.4
N-1 |  | SAIDI | 0.084812 | 0.24283 | 0.34046 | 0.43809 | 0.53572 | 0.63335 | 0.73098 | 1.1655 | 1.5999 | 2.0344 | 2.4689 | 6.1188 | 9.7688 | 13.4187 | 17.0687 | 20.7186 | 24.3686 | 38.1776 | 51.9865 | 65.7955 | 79.6045 | 93.4135 | 125.5074 | 157.6012 | 189.6951 | 221.789 | 253.8829
N-1 |  | SAIFI | 0.006058 | 0.017772 | 0.025047 | 0.032322 | 0.039597 | 0.046872 | 0.054147 | 0.073799 | 0.093451 | 0.1131 | 0.13275 | 0.20938 | 0.286 | 0.36262 | 0.43924 | 0.51587 | 0.59249 | 0.75647 | 0.92046 | 1.0844 | 1.2484 | 1.4124 | 1.6369 | 1.8614 | 2.0859 | 2.3103 | 2.5348
N-1 |  | PFD | 14 | 21 | 23.2 | 25.4 | 27.6 | 29.8 | 32 | 35.75 | 39.5 | 43.25 | 47 | 53.8333 | 60.6667 | 67.5 | 74.3333 | 81.1667 | 88 | 94.4 | 100.8 | 107.2 | 113.6 | 120 | 126.6 | 133.2 | 139.8 | 146.4 | 153
N-0 |  | EENS | 22.2 | 65.8 | 102.72 | 139.64 | 176.56 | 213.48 | 250.4 | 348.675 | 446.95 | 545.225 | 643.5 | 904.9167 | 1166.3333 | 1427.75 | 1689.1667 | 1950.5833 | 2212 | 2606.48 | 3000.96 | 3395.44 | 3789.92 | 4184.4 | 4609.44 | 5034.48 | 5459.52 | 5884.56 | 6309.6
N-0 |  | IP | 13 | 27 | 34.52 | 42.04 | 49.56 | 57.08 | 64.6 | 75.025 | 85.45 | 95.875 | 106.3 | 120.25 | 134.2 | 148.15 | 162.1 | 176.05 | 190 | 201.2 | 212.4 | 223.6 | 234.8 | 246 | 254.48 | 262.96 | 271.44 | 279.92 | 288.4
N-0 |  | SAIDI | 0.047254 | 0.28012 | 0.59718 | 0.91425 | 1.2313 | 1.5484 | 1.8655 | 3.7961 | 5.7267 | 7.6574 | 9.588 | 22.5073 | 35.4267 | 48.346 | 61.2653 | 74.1847 | 87.104 | 116.8885 | 146.6729 | 176.4574 | 206.2418 | 236.0263 | 292.2337 | 348.4411 | 404.6486 | 460.856 | 517.0634
N-0 |  | SAIFI | 0.023627 | 0.070029 | 0.10932 | 0.14861 | 0.18791 | 0.2272 | 0.26649 | 0.37108 | 0.47567 | 0.58027 | 0.68486 | 0.96307 | 1.2413 | 1.5195 | 1.7977 | 2.0759 | 2.3542 | 2.774 | 3.1938 | 3.6137 | 4.0335 | 4.4533 | 4.9057 | 5.358 | 5.8104 | 6.2628 | 6.7151
N-0 |  | PFD | 2 | 4 | 4.6 | 5.2 | 5.8 | 6.4 | 7 | 8.75 | 10.5 | 12.25 | 14 | 17.8333 | 21.6667 | 25.5 | 29.3333 | 33.1667 | 37 | 40.2 | 43.4 | 46.6 | 49.8 | 53 | 57.8 | 62.6 | 67.4 | 72.2 | 77
N-1 |  | Deficit Flex-1 | 5445.8257 | 7241.2936 | 9036.7614 | 10832.2293 | 12627.6972 | 14423.1651 | 16218.633 | 18014.1008 | 19909.5687 | 21605.0366 | 23400.5045 | 25195.9724 | 26991.4402 | 28786.9081 | 30582.376 | 32377.8439 | 34173.3118 | 35968.7796 | 37764.2475 | 39559.7154 | 41355.1833 | 43150.6512 | 44946.119 | 46741.5869 | 48537.0548 | 50332.5227 | 52127.9906
N-1 |  | Deficit Flex-2-1 | 192864.6662 | 195239.242 | 196366.7654 | 197525.3756 | 198743.9239 | 200140.9384 | 201537.7103 | 203264.3598 | 205020.8584 | 206857.3016 | 208717.8537 | 210603.1815 | 212516.4069 | 214384.6797 | 216269.2922 | 218166.2033 | 220084.6619 | 221841.8513 | 223594.2698 | 225336.5209 | 227080.1514 | 228568.346 | 230020.4249 | 231425.4869 | 232792.6641 | 233827.4721 | 234770.9697
N-1 |  | Deficit Flex-2-2 | 57814.1638 | 62191.7469 | 64361.1052 | 66628.501 | 69068.2267 | 71918.961 | 74820.6792 | 78496.8393 | 82309.216 | 86348.3473 | 90544.7485 | 94913.207 | 99465.7345 | 104037.4078 | 108760.5825 | 113603.9974 | 118575.883 | 123222.715 | 127939.1384 | 132690.6949 | 137509.2221 | 141696.5467 | 145839.4246 | 149897.7742 | 153895.1644 | 156987.0204 | 159822.5063
|  | Component | 2022 | 2023 | 2024 | 2025 | 2026 | 2027 | 2028 | 2029 | 2030 | 2031 | 2032 | 2033 | 2034 | 2035 | 2036 | 2037 | 2038 | 2039 | 2040 | 2041 | 2042 | 2043 | 2044 | 2045 | 2046 | 2047 | 2048
| Mira Loma and Centralized BESS in Valley South | Losses (MWh) | 48453.3 | 48868.5423 | 49283.7846 | 49699.0269 | 50114.2692 | 50529.5115 | 50944.7538 | 51355.2137 | 51765.6735 | 52176.1333 | 52586.5931 | 52997.0529 | 53407.5127 | 53817.9725 | 54228.4323 | 54638.8921 | 55049.3519 | 55459.8117 | 55870.2715 | 56280.7313 | 56691.1912 | 57101.651 | 57512.1108 | 57922.5706 | 58333.0304 | 58743.4902 | 59153.95
N-1 |  | EENS | 0 | 0 | 0 | 0 | 0 | 0 | 24.4 | 34.24 | 44.08 | 53.92 | 63.76 | 73.6 | 87.46 | 101.32 | 115.18 | 129.04 | 142.9 | 170.44 | 197.98 | 225.52 | 253.06 | 280.6 | 273.24 | 265.88 | 258.52 | 251.16 | 243.8
N-1 |  | IP | 0 | 0 | 0 | 0 | 0 | 0 | 10 | 10.66 | 11.32 | 11.98 | 12.64 | 13.3 | 13.66 | 14.02 | 14.38 | 14.74 | 15.1 | 18.12 | 21.14 | 24.16 | 27.18 | 30.2 | 29.64 | 29.08 | 28.52 | 27.96 | 27.4
N-1 |  | SAIDI | 0 | 0 | 0 | 0 | 0 | 0 | 0.1257 | 0.28256 | 0.43942 | 0.59627 | 0.75313 | 0.90999 | 1.5819 | 2.2539 | 2.9259 | 3.5978 | 4.2698 | 5.8602 | 7.4506 | 9.041 | 10.6314 | 12.2218 | 12.5736 | 12.9255 | 13.2773 | 13.6291 | 13.981
N-1 |  | SAIFI | 0 | 0 | 0 | 0 | 0 | 0 | 0.02514 | 0.035279 | 0.045417 | 0.055555 | 0.065694 | 0.075832 | 0.090113 | 0.10439 | 0.11867 | 0.13295 | 0.14723 | 0.17574 | 0.20424 | 0.23274 | 0.26124 | 0.28975 | 0.2824 | 0.27506 | 0.26772 | 0.26038 | 0.25304
N-1 |  | PFD | 0 | 0 | 0 | 0 | 0 | 0 | 5 | 6.4 | 7.8 | 9.2 | 10.6 | 12 | 15.4 | 18.8 | 22.2 | 25.6 | 29 | 31.8 | 34.6 | 37.4 | 40.2 | 43 | 46.2 | 49.4 | 52.6 | 55.8 | 59
N-1 |  | Deficit Flex-1 | 2180.0835 | 2898.8487 | 3617.6139 | 4336.3791 | 5055.1443 | 5773.9095 | 6492.6746 | 7211.4398 | 7930.205 | 8450.8637 | 9032.4782 | 9614.0928 | 10195.7073 | 10777.3218 | 11358.9364 | 11940.5509 | 12522.1654 | 13103.78 | 13685.3945 | 14267.009 | 14848.6236 | 15430.2381 | 16011.8526 | 16593.4672 | 17175.0817 | 17756.6962 | 17302.0613
N-1 |  | Deficit Flex-2-1 | 139482.7768 | 141661.0739 | 142695.398 | 143758.2393 | 144876.0643 | 146157.6038 | 147438.9207 | 149022.8481 | 150634.1573 | 152318.803 | 154025.5648 | 155755.0544 | 157510.1356 | 159223.9799 | 160952.8133 | 162692.9287 | 164452.8105 | 166064.7535 | 167672.3198 | 169270.5592 | 170870.0639 | 172235.2467 | 173567.299 | 174856.2208 | 176110.3893 | 177059.6618 | 177925.1713
N-1 |  | Deficit Flex-2-2 | 18207.5099 | 20177.8862 | 21154.985 | 22187.794 | 23306.0495 | 24628.6212 | 25977.7192 | 27718.0155 | 29564.0364 | 31547.8241 | 33624.1413 | 35786.2581 | 38068.6067 | 40360.4483 | 42747.9618 | 45229.5104 | 47823.0617 | 50258.7595 | 52732.5081 | 55275.0913 | 57883.66 | 60169.6246 | 62452.8782 | 64731.5176 | 66984.8266 | 68722.7486 | 70326.3701
N-0 |  | EENS | 0 | 0 | 0 | 0 | 0 | 0 | 0 | 0 | 0 | 0 | 0 | 0 | 0 | 0 | 0 | 0 | 0 | 0 | 0 | 0 | 0 | 0 | 0 | 0 | 0 | 0 | 0
N-0 |  | IP | 0 | 0 | 0 | 0 | 0 | 0 | 0 | 0 | 0 | 0 | 0 | 0 | 0 | 0 | 0 | 0 | 0 | 0 | 0 | 0 | 0 | 0 | 0 | 0 | 0 | 0 | 0
N-0 |  | SAIDI | 0 | 0 | 0 | 0 | 0 | 0 | 0 | 0 | 0 | 0 | 0 | 0 | 0 | 0 | 0 | 0 | 0 | 0 | 0 | 0 | 0 | 0 | 0 | 0 | 0 | 0 | 0
N-0 |  | SAIFI | 0 | 0 | 0 | 0 | 0 | 0 | 0 | 0 | 0 | 0 | 0 | 0 | 0 | 0 | 0 | 0 | 0 | 0 | 0 | 0 | 0 | 0 | 0 | 0 | 0 | 0 | 0
N-0 |  | PFD | 0 | 0 | 0 | 0 | 0 | 0 | 0 | 0 | 0 | 0 | 0 | 0 | 0 | 0 | 0 | 0 | 0 | 0 | 0 | 0 | 0 | 0 | 0 | 0 | 0 | 0 | 0
N-0 Monetized | Residential | $ | 0 | 0 | 0 | 0 | 0 | 0 | 0 | 0 | 0 | 0 | 0 | 0 | 0 | 0 | 0 | 0 | 0 | 0 | 0 | 0 | 0 | 0 | 0 | 0 | 0 | 0 | 0
N-0 Monetized | Commercial | $ | 0 | 0 | 0 | 0 | 0 | 0 | 0 | 0 | 0 | 0 | 0 | 0 | 0 | 0 | 0 | 0 | 0 | 0 | 0 | 0 | 0 | 0 | 0 | 0 | 0 | 0 | 0
N-1 Monetized | Residential | $ | 0 | 0 | 0 | 0 | 0 | 0 | 6193.5151 | 9182.2235 | 12170.9319 | 15159.6403 | 18148.3486 | 21137.057 | 26196.0642 | 31255.0714 | 36314.0786 | 41373.0858 | 46432.093 | 57573.2978 | 68714.5026 | 79855.7074 | 90996.9122 | 102138.117 | 102254.0805 | 102370.0439 | 102486.0074 | 102601.9709 | 102717.9344
N-1 Monetized | Commercial | $ | 0 | 0 | 0 | 0 | 0 | 0 | 25699.9033 | 28688.6117 | 31677.3201 | 34666.0284 | 37654.7368 | 87707.9185 | 108700.1972 | 113759.2044 | 118818.2116 | 123877.2187 | 192669.3117 | 238899.5832 | 285129.8546 | 331360.1261 | 377590.3975 | 423820.669 | 424301.8578 | 424783.0466 | 425264.2355 | 425745.4243 | 426226.6131
Flex-2-2 Monetized | Aggregate of Customer and Residential | $ | 5590054.3419 | 6282456.9923 | 6730597.3403 | 7226569.5109 | 7694684.7642 | 8351451.0883 | 9003257.1196 | 9704412.1477 | 10564905.9908 | 11512383.6733 | 12536728.5059 | 13628830.8813 | 14710784.1817 | 15982540.2245 | 17272297.5241 | 18697647.9696 | 20070638.4307 | 21650413.2881 | 23038108.3451 | 24645199.0364 | 26374139.929 | 28142166.0427 | 29843340.9029 | 31697458.4326 | 33565384.0965 | 35192189.2818 | 36906160.6981
|  |  | 0 | 0 | 0 | 0 | 0 | 0 | 0 | 0 | 0 | 0 | 0 | 0 | 0 | 0 | 0 | 0 | 0 | 0 | 0 | 0 | 0 | 0 | 0 | 0 | 0 | 0 | 0
|  | LMP | 40 | 41 | 42.025 | 43.0756 | 44.1525 | 45.2563 | 46.3877 | 47.5474 | 48.7361 | 49.9545 | 51.2034 | 52.4835 | 53.7956 | 55.1404 | 56.519 | 57.9319 | 59.3802 | 60.8647 | 62.3863 | 63.946 | 65.5447 | 67.1833 | 68.8629 | 70.5844 | 72.349 | 74.1578 | 76.0117
Comparison to Baseline
| NPV of benefit | Component | 2022 | 2023 | 2024 | 2025 | 2026 | 2027 | 2028 | 2029 | 2030 | 2031 | 2032 | 2033 | 2034 | 2035 | 2036 | 2037 | 2038 | 2039 | 2040 | 2041 | 2042 | 2043 | 2044 | 2045 | 2046 | 2047 | 2048
41.3376 | 12914.7519 | Losses (MWh) | 1213.7 | 1235.2481 | 1256.7962 | 1278.3442 | 1299.8923 | 1321.4404 | 1342.9885 | 1369.319 | 1395.6496 | 1421.9802 | 1448.3108 | 1474.6413 | 1500.9719 | 1527.3025 | 1553.6331 | 1579.9637 | 1606.2942 | 1632.6248 | 1658.9554 | 1685.286 | 1711.6165 | 1737.9471 | 1764.2777 | 1790.6083 | 1816.9388 | 1843.2694 | 1869.6
2379.6892 | 648441.0059 | Losses ($) | 48548 | 50645.1712 | 52816.8584 | 55065.4767 | 57393.5154 | 59803.5402 | 62298.1952 | 65107.6013 | 68018.5414 | 71034.3362 | 74158.4092 | 77394.2894 | 80745.6146 | 84216.1346 | 87809.7146 | 91530.3385 | 95382.1126 | 99369.2688 | 103496.1691 | 107767.3086 | 112187.32 | 116760.9773 | 121493.2005 | 126389.0592 | 131453.7776 | 136692.7387 | 142111.4893
18.3937 | 2518.115 | EENS | 10 | 20.5 | 29.88 | 39.26 | 48.64 | 58.02 | 43 | 57.21 | 71.42 | 85.63 | 99.84 | 175.8667 | 247.8733 | 319.88 | 391.8867 | 463.8933 | 535.9 | 722.78 | 909.66 | 1096.54 | 1283.42 | 1315 | 1567.84 | 1820.68 | 2073.52 | 2326.36 | 2579.2
0.37485 | 77.1932 | IP | 2 | 3 | 4.68 | 6.36 | 8.04 | 9.72 | 1.4 | 2.54 | 3.68 | 4.82 | 5.96 | 8.05 | 10.44 | 12.83 | 15.22 | 17.61 | 20 | 19.02 | 18.04 | 17.06 | 16.08 | 15.1 | 20.28 | 25.46 | 30.64 | 35.82 | 41
1.2499 | 142.126 | SAIDI | 0.084812 | 0.24283 | 0.34046 | 0.43809 | 0.53572 | 0.63335 | 0.60528 | 0.8829 | 1.1605 | 1.4381 | 1.7157 | 5.2088 | 8.1868 | 11.1648 | 14.1428 | 17.1208 | 20.0988 | 32.3174 | 44.5359 | 56.7545 | 68.9731 | 81.1917 | 112.9337 | 144.6758 | 176.4178 | 208.1599 | 239.9019
0.015493 | 2.0722 | SAIFI | 0.006058 | 0.017772 | 0.025047 | 0.032322 | 0.039597 | 0.046872 | 0.029007 | 0.03852 | 0.048034 | 0.057547 | 0.067061 | 0.13354 | 0.19589 | 0.25823 | 0.32057 | 0.38291 | 0.44526 | 0.58074 | 0.71622 | 0.8517 | 0.98718 | 1.1227 | 1.3545 | 1.5863 | 1.8181 | 2.05 | 2.2818
1.387 | 333.3525 | PFD | 14 | 21 | 23.2 | 25.4 | 27.6 | 29.8 | 27 | 29.35 | 31.7 | 34.05 | 36.4 | 41.8333 | 45.2667 | 48.7 | 52.1333 | 55.5667 | 59 | 62.6 | 66.2 | 69.8 | 73.4 | 77 | 80.4 | 83.8 | 87.2 | 90.6 | 94
491.7839 | 111146.9581 | Flex-1 | 3265.7422 | 4342.4449 | 5419.1475 | 6495.8502 | 7572.5529 | 8649.2556 | 9725.9583 | 10802.661 | 11979.3637 | 13154.1729 | 14368.0262 | 15581.8796 | 16795.7329 | 18009.5863 | 19223.4396 | 20437.293 | 21651.1463 | 22864.9997 | 24078.853 | 25292.7064 | 26506.5597 | 27720.4131 | 28934.2664 | 30148.1198 | 31361.9731 | 32575.8265 | 34825.9292
1489.2707 | 502763.6315 | Flex-2-1 | 53381.8894 | 53578.1681 | 53671.3674 | 53767.1363 | 53867.8596 | 53983.3346 | 54098.7896 | 54241.5117 | 54386.7011 | 54538.4986 | 54692.2889 | 54848.1271 | 55006.2713 | 55160.6998 | 55316.4789 | 55473.2746 | 55631.8514 | 55777.0979 | 55921.95 | 56065.9617 | 56210.0875 | 56333.0993 | 56453.1259 | 56569.2661 | 56682.2748 | 56767.8104 | 56845.7984
1735.7111 | 496841.4232 | Flex-2-2 | 39606.6539 | 42013.8607 | 43206.1203 | 44440.707 | 45762.1773 | 47290.3398 | 48842.96 | 50778.8238 | 52745.1796 | 54800.5232 | 56920.6071 | 59126.949 | 61397.1279 | 63676.9595 | 66012.6208 | 68374.4869 | 70752.8213 | 72963.9555 | 75206.6303 | 77415.6036 | 79625.5621 | 81526.9221 | 83386.5464 | 85166.2565 | 86910.3377 | 88264.2718 | 89496.1362
56.5807 | 8657.5453 | EENS | 22.2 | 65.8 | 102.72 | 139.64 | 176.56 | 213.48 | 250.4 | 348.675 | 446.95 | 545.225 | 643.5 | 904.9167 | 1166.3333 | 1427.75 | 1689.1667 | 1950.5833 | 2212 | 2606.48 | 3000.96 | 3395.44 | 3789.92 | 4184.4 | 4609.44 | 5034.48 | 5459.52 | 5884.56 | 6309.6
4.0564 | 853.0526 | IP | 13 | 27 | 34.52 | 42.04 | 49.56 | 57.08 | 64.6 | 75.025 | 85.45 | 95.875 | 106.3 | 120.25 | 134.2 | 148.15 | 162.1 | 176.05 | 190 | 201.2 | 212.4 | 223.6 | 234.8 | 246 | 254.48 | 262.96 | 271.44 | 279.92 | 288.4
3.2676 | 404.2317 | SAIDI | 0.047254 | 0.28012 | 0.59718 | 0.91425 | 1.2313 | 1.5484 | 1.8655 | 3.7961 | 5.7267 | 7.6574 | 9.588 | 22.5073 | 35.4267 | 48.346 | 61.2653 | 74.1847 | 87.104 | 116.8885 | 146.6729 | 176.4574 | 206.2418 | 236.0263 | 292.2337 | 348.4411 | 404.6486 | 460.856 | 517.0634
0.060217 | 9.214 | SAIFI | 0.023627 | 0.070029 | 0.10932 | 0.14861 | 0.18791 | 0.2272 | 0.26649 | 0.37108 | 0.47567 | 0.58027 | 0.68486 | 0.96307 | 1.2413 | 1.5195 | 1.7977 | 2.0759 | 2.3542 | 2.774 | 3.1938 | 3.6137 | 4.0335 | 4.4533 | 4.9057 | 5.358 | 5.8104 | 6.2628 | 6.7151
0.815 | 146.7926 | PFD | 2 | 4 | 4.6 | 5.2 | 5.8 | 6.4 | 7 | 8.75 | 10.5 | 12.25 | 14 | 17.8333 | 21.6667 | 25.5 | 29.3333 | 33.1667 | 37 | 40.2 | 43.4 | 46.6 | 49.8 | 53 | 57.8 | 62.6 | 67.4 | 72.2 | 77
Monetized Benefits for Alternative
Residential | Cost of Reliability (N-1) | $/kWh | 4.4933 | 4.6057 | 4.7208 | 4.8388 | 4.9598 | 5.0838 | 5.2109 | 5.3412 | 5.4747 | 5.6115 | 5.7518 | 5.8956 | 6.043 | 6.1941 | 6.349 | 6.5077 | 6.6704 | 6.8371 | 7.0081 | 7.1833 | 7.3628 | 7.5469 | 7.7356 | 7.929 | 8.1272 | 8.3304 | 8.5386
Residential | Cost of Reliability (N-0) | $/kWh | 3.792 | 3.8868 | 3.984 | 4.0836 | 4.1857 | 4.2903 | 4.3976 | 4.5075 | 4.6202 | 4.7357 | 4.8541 | 4.9754 | 5.0998 | 5.2273 | 5.358 | 5.4919 | 5.6292 | 5.77 | 5.9142 | 6.0621 | 6.2136 | 6.369 | 6.5282 | 6.6914 | 6.8587 | 7.0302 | 7.2059
Commerical | Cost of Reliability (N-1) | $/kWh | 166.5977 | 170.7626 | 175.0317 | 179.4075 | 183.8927 | 188.49 | 193.2022 | 198.0323 | 202.9831 | 208.0577 | 213.2591 | 218.5906 | 224.0553 | 229.6567 | 235.3981 | 241.2831 | 247.3152 | 253.4981 | 259.8355 | 266.3314 | 272.9897 | 279.8144 | 286.8098 | 293.98 | 301.3295 | 308.8628 | 316.5843
Commerical | Cost of Reliability (N-0) | $/kWh | 153.8372 | 157.6831 | 161.6252 | 165.6658 | 169.8075 | 174.0527 | 178.404 | 182.8641 | 187.4357 | 192.1216 | 196.9246 | 201.8477 | 206.8939 | 212.0663 | 217.3679 | 222.8021 | 228.3722 | 234.0815 | 239.9335 | 245.9319 | 252.0802 | 258.3822 | 264.8417 | 271.4628 | 278.2493 | 285.2056 | 292.3357
Residential (N-1) | EENS | 1183304.0827 | 1354.9655 | 3468.8297 | 5582.694 | 7696.5582 | 9810.4224 | 11924.2866 | 7844.6357 | 11119.7969 | 14394.958 | 17670.1192 | 20945.2803 | 57601.4816 | 92187.384 | 126773.2864 | 161359.1888 | 195945.0913 | 230530.9937 | 323363.176 | 416195.3584 | 509027.5407 | 601859.7231 | 694691.9054 | 870516.1326 | 1046340.3598 | 1222164.587 | 1397988.8142 | 1573813.0414
Commerical(N-1) | EENS | 4968789.5212 | 5622.4102 | 14393.8598 | 23165.3095 | 31936.7591 | 40708.2087 | 49479.6583 | 32551.2046 | 55554.3341 | 78557.4636 | 101560.5931 | 124563.7226 | 239016.5315 | 382530.2435 | 541977.2269 | 701424.2104 | 860871.1938 | 956585.0915 | 1341790.9166 | 1726996.7417 | 2112202.5668 | 2497408.3919 | 2882614.217 | 3612194.3561 | 4341774.4952 | 5071354.6343 | 5800934.7734 | 6530514.9125
Aggregate | EENS | 6152093.6039 | 6977.3757 | 17862.6896 | 28748.0034 | 39633.3173 | 50518.6311 | 61403.9449 | 40395.8403 | 66674.131 | 92952.4216 | 119230.7123 | 145509.0029 | 296618.0131 | 474717.6275 | 668750.5133 | 862783.3992 | 1056816.2851 | 1187116.0852 | 1665154.0926 | 2143192.1 | 2621230.1075 | 3099268.1149 | 3577306.1224 | 4482710.4887 | 5388114.855 | 6293519.2213 | 7198923.5876 | 8104327.9539
Residential (N-0) | EENS | 55025530.5529 | 160316.9663 | 426669.2569 | 622795.9652 | 833703.4387 | 1064554.7712 | 1155250.6033 | 1567814.793 | 2064587.6917 | 2485972.1963 | 2907214.7827 | 3653487.0544 | 4512360.7013 | 5845712.9396 | 7145234.3901 | 9104342.6873 | 11402628.5447 | 14095767.6616 | 17191903.0116 | 19393249.5684 | 22204176.9235 | 25300486.7175 | 28417067.4149 | 31752052.5496 | 35546944.4822 | 39903552.5976 | 43253166.6776 | 46546673.2399
Commerical(N-0) | EENS | 242736972.2988 | 903378.8257 | 2253314.5962 | 3310509.5162 | 4447440.2171 | 5587242.1815 | 5454561.6522 | 7543245.1948 | 10054559.7799 | 11610814.2147 | 12826351.0572 | 16062284.1229 | 19403643.1206 | 25219740.5046 | 31071411.1969 | 39644741.2569 | 50251518.1649 | 62975375.3076 | 77967536.6231 | 85493629.6257 | 96889943.2643 | 109044932.472 | 122534152.5385 | 136516549.2211 | 152312518.5813 | 170666427.5178 | 185761195.9583 | 198274570.2853
Aggregate | EENS | 297762502.8517 | 1063695.7919 | 2679983.8531 | 3933305.4814 | 5281143.6558 | 6651796.9527 | 6609812.2555 | 9111059.9878 | 12119147.4716 | 14096786.411 | 15733565.8399 | 19715771.1773 | 23916003.8219 | 31065453.4442 | 38216645.587 | 48749083.9442 | 61654146.7096 | 77071142.9692 | 95159439.6347 | 104886879.1941 | 119094120.1878 | 134345419.1894 | 150951219.9534 | 168268601.7707 | 187859463.0636 | 210569980.1155 | 229014362.6359 | 244821243.5253
Residential (N-1) | Value for Flex-1 | 616205205.9774 | 13206640.1538 | 17999839.333 | 23024444.3211 | 28289029.659 | 33802453.9861 | 39573868.886 | 45612727.9971 | 51928796.3958 | 59024881.6016 | 66433752.6673 | 74378294.7892 | 82678542.9217 | 91347317.0267 | 100397855.7476 | 109843829.3314 | 119699352.9345 | 129979000.3244 | 140697817.9883 | 151871339.6602 | 163515601.2794 | 175647156.3923 | 188283092.01 | 201441044.9359 | 215139218.5755 | 229396400.2441 | 244231978.9845 | 267629303.6543
Commerical(N-1) | Value for Flex-1 | 2538539002.1363 | 54406504.1844 | 74152723.3715 | 94852249.4528 | 116540406.3861 | 139253688.5102 | 163029796.9864 | 187907677.3312 | 213927558.07 | 243160821.4093 | 273682647.5469 | 306411241.5849 | 340605213.6701 | 376317377.3336 | 413602270.9217 | 452516210.8284 | 493117346.3111 | 535465715.9361 | 579623305.701 | 625654108.8816 | 673624187.6553 | 723601736.5495 | 775657147.7712 | 829863078.4686 | 886294519.9835 | 945028869.1501 | 1006146001.7001 | 1102534381.162
Aggregate | Value for Flex-1 | 3154744208.1137 | 67613144.3382 | 92152562.7045 | 117876693.7739 | 144829436.0451 | 173056142.4962 | 202603665.8724 | 233520405.3283 | 265856354.4658 | 302185703.0109 | 340116400.2142 | 380789536.3741 | 423283756.5919 | 467664694.3603 | 514000126.6693 | 562360040.1598 | 612816699.2456 | 665444716.2606 | 720321123.6893 | 777525448.5418 | 837139788.9346 | 899248892.9418 | 963940239.7812 | 1031304123.4044 | 1101433738.559 | 1174425269.3942 | 1250377980.6845 | 1370163684.8163
Residential (N-1) | Value for Flex-2 | 21151039.8546 | 1821817.6563 | 1874229.1639 | 1924426.6234 | 1976056.9999 | 2029252.7654 | 2084442.8881 | 2141123.4401 | 2200441.403 | 2261489.6556 | 2324496.6899 | 2389327.7039 | 2456039.1618 | 2524698.7032 | 2595081.3883 | 2667470.4005 | 2741907.1844 | 2818488.874 | 2896493.7185 | 2976616.2587 | 3058888.7652 | 3143420.8878 | 3229057.5446 | 3316835.9997 | 3406751.1712 | 3498895.7769 | 3591780.1306 | 3686632.4073
Commerical(N-1) | Value for Flex-2 | 95341526.1381 | 8212119.919 | 8448372.7535 | 8674645.43 | 8907377.1977 | 9147165.1941 | 9395943.0585 | 9651439.2592 | 9918823.9907 | 10194008.266 | 10478022.0473 | 10770257.6944 | 11070969.7279 | 11380463.0436 | 11697723.692 | 12024028.1641 | 12359563.2785 | 12704766.8816 | 13056385.5713 | 13417550.0958 | 13788405.9207 | 14169447.3083 | 14555467.552 | 14951142.2765 | 15356448.5752 | 15771804.3871 | 16190494.7256 | 16618055.7761
Aggregate of Flex-2 (Component 1) | Value for Flex-2 | 116492565.9927 | 10033937.5754 | 10322601.9174 | 10599072.0534 | 10883434.1977 | 11176417.9596 | 11480385.9467 | 11792562.6992 | 12119265.3937 | 12455497.9216 | 12802518.7373 | 13159585.3984 | 13527008.8897 | 13905161.7467 | 14292805.0804 | 14691498.5646 | 15101470.4629 | 15523255.7556 | 15952879.2898 | 16394166.3545 | 16847294.6859 | 17312868.196 | 17784525.0966 | 18267978.2763 | 18763199.7465 | 19270700.164 | 19782274.8562 | 20304688.1835
Aggregate of Flex-2 (Component 2) | Value for Flex-2-2 | 164544054.3158 | 10482499.4995 | 11411281.5806 | 12010926.2678 | 12686198.5782 | 13366610.4878 | 14080247.5872 | 14863873.5092 | 15871452.4181 | 16898479.6503 | 17980157.8521 | 18826641.1611 | 19952252.8052 | 21242518.6199 | 22470884.0886 | 23660493.9113 | 25212246.2818 | 26640928.0019 | 27859168.1009 | 29591187.3236 | 31210017.4971 | 32657942.5503 | 34179916.5445 | 35713903.9561 | 37307572.8013 | 38967014.4193 | 40471801.4222 | 41950846.9948
Aggregate ($M) |  | 3739.6954 | 89200254.5807 | 116584292.7451 | 144448745.5799 | 173719845.794 | 204301486.5274 | 234835515.6068 | 269328297.3649 | 306032893.8801 | 345729419.4155 | 386751873.3557 | 432637043.1138 | 480975640.1218 | 534352545.7986 | 589649211.9385 | 650323899.9791 | 715841378.9849 | 785867159.0725 | 860957764.8072 | 930540873.514 | 1006912451.4129 | 1086664390.9924 | 1170433207.498 | 1258037317.8961 | 1350752089.0253 | 1449526483.3142 | 1546845343.1864 | 1685344791.4737
Aggregate ($M)+ Monetized Losses |  | 3740.3439 | 89248802.5807 | 116634937.9163 | 144501562.4382 | 173774911.2707 | 204358880.0429 | 234895319.1469 | 269390595.5601 | 306098001.4814 | 345797437.9569 | 386822907.692 | 432711201.523 | 481053034.4112 | 534433291.4132 | 589733428.0731 | 650411709.6937 | 715932909.3234 | 785962541.185 | 861057134.0761 | 930644369.6831 | 1007020218.7216 | 1086776578.3124 | 1170549968.4753 | 1258158811.0966 | 1350878478.0845 | 1449657937.0918 | 1546982035.9251 | 1685486902.963
Project Cost |  | 571
Benefit-Cost Ratio |  | 6.5505
Market Participation Revenue (All costs are $x1,000) |  |  | 0 | 0 | 0 | 0 | 0 | 0 | 0 | 0 | 0 | 4082.3813 | 4890.9247 | 5699.4681 | 6508.0115 | 7316.5549 | 8125.0983 | 8925.3016 | 9725.5049 | 10525.7083 | 11325.9116 | 12126.1149 | 12481.9248 | 12837.7346 | 13193.5445 | 13549.3544 | 13905.1642 | 14055.4609 | 14205.7576
18.3937
491.7839
1489.2707
1735.7111
56.5807

## VS to VN & Distributed BESS VS
|  | Component | 2022 | 2023 | 2024 | 2025 | 2026 | 2027 | 2028 | 2029 | 2030 | 2031 | 2032 | 2033 | 2034 | 2035 | 2036 | 2037 | 2038 | 2039 | 2040 | 2041 | 2042 | 2043 | 2044 | 2045 | 2046 | 2047 | 2048
| Baseline | Losses (MWh) | 49667 | 50103.7904 | 50540.5808 | 50977.3712 | 51414.1615 | 51850.9519 | 52287.7423 | 52724.5327 | 53161.3231 | 53598.1135 | 54034.9038 | 54471.6942 | 54908.4846 | 55345.275 | 55782.0654 | 56218.8558 | 56655.6462 | 57092.4365 | 57529.2269 | 57966.0173 | 58402.8077 | 58839.5981 | 59276.3885 | 59713.1788 | 60149.9692 | 60586.7596 | 61023.55
N-1 |  | EENS | 10 | 20.5 | 29.88 | 39.26 | 48.64 | 58.02 | 67.4 | 91.45 | 115.5 | 139.55 | 163.6 | 249.4667 | 335.3333 | 421.2 | 507.0667 | 592.9333 | 678.8 | 893.22 | 1107.64 | 1322.06 | 1536.48 | 1595.6 | 1841.08 | 2086.56 | 2332.04 | 2577.52 | 2823
N-1 |  | IP | 2 | 3 | 4.68 | 6.36 | 8.04 | 9.72 | 11.4 | 13.2 | 15 | 16.8 | 18.6 | 21.35 | 24.1 | 26.85 | 29.6 | 32.35 | 35.1 | 37.14 | 39.18 | 41.22 | 43.26 | 45.3 | 49.92 | 54.54 | 59.16 | 63.78 | 68.4
N-1 |  | SAIDI | 0.084812 | 0.24283 | 0.34046 | 0.43809 | 0.53572 | 0.63335 | 0.73098 | 1.1655 | 1.5999 | 2.0344 | 2.4689 | 6.1188 | 9.7688 | 13.4187 | 17.0687 | 20.7186 | 24.3686 | 38.1776 | 51.9865 | 65.7955 | 79.6045 | 93.4135 | 125.5074 | 157.6012 | 189.6951 | 221.789 | 253.8829
N-1 |  | SAIFI | 0.006058 | 0.017772 | 0.025047 | 0.032322 | 0.039597 | 0.046872 | 0.054147 | 0.073799 | 0.093451 | 0.1131 | 0.13275 | 0.20938 | 0.286 | 0.36262 | 0.43924 | 0.51587 | 0.59249 | 0.75647 | 0.92046 | 1.0844 | 1.2484 | 1.4124 | 1.6369 | 1.8614 | 2.0859 | 2.3103 | 2.5348
N-1 |  | PFD | 14 | 21 | 23.2 | 25.4 | 27.6 | 29.8 | 32 | 35.75 | 39.5 | 43.25 | 47 | 53.8333 | 60.6667 | 67.5 | 74.3333 | 81.1667 | 88 | 94.4 | 100.8 | 107.2 | 113.6 | 120 | 126.6 | 133.2 | 139.8 | 146.4 | 153
N-0 |  | EENS | 22.2 | 65.8 | 102.72 | 139.64 | 176.56 | 213.48 | 250.4 | 348.675 | 446.95 | 545.225 | 643.5 | 904.9167 | 1166.3333 | 1427.75 | 1689.1667 | 1950.5833 | 2212 | 2606.48 | 3000.96 | 3395.44 | 3789.92 | 4184.4 | 4609.44 | 5034.48 | 5459.52 | 5884.56 | 6309.6
N-0 |  | IP | 13 | 27 | 34.52 | 42.04 | 49.56 | 57.08 | 64.6 | 75.025 | 85.45 | 95.875 | 106.3 | 120.25 | 134.2 | 148.15 | 162.1 | 176.05 | 190 | 201.2 | 212.4 | 223.6 | 234.8 | 246 | 254.48 | 262.96 | 271.44 | 279.92 | 288.4
N-0 |  | SAIDI | 0.047254 | 0.28012 | 0.59718 | 0.91425 | 1.2313 | 1.5484 | 1.8655 | 3.7961 | 5.7267 | 7.6574 | 9.588 | 22.5073 | 35.4267 | 48.346 | 61.2653 | 74.1847 | 87.104 | 116.8885 | 146.6729 | 176.4574 | 206.2418 | 236.0263 | 292.2337 | 348.4411 | 404.6486 | 460.856 | 517.0634
N-0 |  | SAIFI | 0.023627 | 0.070029 | 0.10932 | 0.14861 | 0.18791 | 0.2272 | 0.26649 | 0.37108 | 0.47567 | 0.58027 | 0.68486 | 0.96307 | 1.2413 | 1.5195 | 1.7977 | 2.0759 | 2.3542 | 2.774 | 3.1938 | 3.6137 | 4.0335 | 4.4533 | 4.9057 | 5.358 | 5.8104 | 6.2628 | 6.7151
N-0 |  | PFD | 2 | 4 | 4.6 | 5.2 | 5.8 | 6.4 | 7 | 8.75 | 10.5 | 12.25 | 14 | 17.8333 | 21.6667 | 25.5 | 29.3333 | 33.1667 | 37 | 40.2 | 43.4 | 46.6 | 49.8 | 53 | 57.8 | 62.6 | 67.4 | 72.2 | 77
N-1 |  | Deficit Flex-1 | 5445.8257 | 7241.2936 | 9036.7614 | 10832.2293 | 12627.6972 | 14423.1651 | 16218.633 | 18014.1008 | 19909.5687 | 21605.0366 | 23400.5045 | 25195.9724 | 26991.4402 | 28786.9081 | 30582.376 | 32377.8439 | 34173.3118 | 35968.7796 | 37764.2475 | 39559.7154 | 41355.1833 | 43150.6512 | 44946.119 | 46741.5869 | 48537.0548 | 50332.5227 | 52127.9906
N-1 |  | Deficit Flex-2-1 | 192864.6662 | 195239.242 | 196366.7654 | 197525.3756 | 198743.9239 | 200140.9384 | 201537.7103 | 203264.3598 | 205020.8584 | 206857.3016 | 208717.8537 | 210603.1815 | 212516.4069 | 214384.6797 | 216269.2922 | 218166.2033 | 220084.6619 | 221841.8513 | 223594.2698 | 225336.5209 | 227080.1514 | 228568.346 | 230020.4249 | 231425.4869 | 232792.6641 | 233827.4721 | 234770.9697
N-1 |  | Deficit Flex-2-2 | 57814.1638 | 62191.7469 | 64361.1052 | 66628.501 | 69068.2267 | 71918.961 | 74820.6792 | 78496.8393 | 82309.216 | 86348.3473 | 90544.7485 | 94913.207 | 99465.7345 | 104037.4078 | 108760.5825 | 113603.9974 | 118575.883 | 123222.715 | 127939.1384 | 132690.6949 | 137509.2221 | 141696.5467 | 145839.4246 | 149897.7742 | 153895.1644 | 156987.0204 | 159822.5063
|  | Component | 2022 | 2023 | 2024 | 2025 | 2026 | 2027 | 2028 | 2029 | 2030 | 2031 | 2032 | 2033 | 2034 | 2035 | 2036 | 2037 | 2038 | 2039 | 2040 | 2041 | 2042 | 2043 | 2044 | 2045 | 2046 | 2047 | 2048
| Valley South to Valley North and Distributed BESS in Valley South | Losses (MWh) | 49328.2 | 49736.2913 | 50144.3827 | 50552.474 | 50960.5654 | 51368.6567 | 51776.7481 | 52184.8394 | 52592.9308 | 53001.0221 | 53409.1135 | 53817.2048 | 54225.2962 | 54633.3875 | 55041.4788 | 55449.5702 | 55857.6615 | 56265.7529 | 56673.8442 | 57081.9356 | 57490.0269 | 57897.5173 | 58305.0077 | 58712.4981 | 59119.9885 | 59527.4788 | 59922.95
N-1 |  | EENS | 5.8 | 14.4833 | 23.1667 | 31.85 | 40.5333 | 49.2167 | 57.9 | 84.7 | 111.5 | 138.3 | 165.1 | 191.9 | 274.54 | 357.18 | 439.82 | 522.46 | 605.1 | 738.7 | 872.3 | 1005.9 | 1139.5 | 1273.1 | 1435.84 | 1598.58 | 1761.32 | 1924.06 | 2086.8
N-1 |  | IP | 3.2 | 5.0833 | 6.9667 | 8.85 | 10.7333 | 12.6167 | 14.5 | 17.14 | 19.78 | 22.42 | 25.06 | 27.7 | 29.78 | 31.86 | 33.94 | 36.02 | 38.1 | 39.9 | 41.7 | 43.5 | 45.3 | 47.1 | 55.02 | 62.94 | 70.86 | 78.78 | 86.7
N-1 |  | SAIDI | 0.015894 | 0.083764 | 0.15163 | 0.2195 | 0.28737 | 0.35524 | 0.42311 | 0.99378 | 1.5644 | 2.1351 | 2.7058 | 3.2764 | 6.8449 | 10.4133 | 13.9818 | 17.5502 | 21.1187 | 31.0334 | 40.9481 | 50.8628 | 60.7775 | 70.6922 | 90.0267 | 109.3612 | 128.6956 | 148.0301 | 167.3646
N-1 |  | SAIFI | 0.005298 | 0.01323 | 0.021162 | 0.029094 | 0.037025 | 0.044957 | 0.052889 | 0.077393 | 0.1019 | 0.1264 | 0.15091 | 0.17541 | 0.25311 | 0.3308 | 0.4085 | 0.4862 | 0.56389 | 0.68707 | 0.81024 | 0.93341 | 1.0566 | 1.1797 | 1.3314 | 1.4831 | 1.6348 | 1.7865 | 1.9382
N-1 |  | PFD | 3 | 3.8333 | 4.6667 | 5.5 | 6.3333 | 7.1667 | 8 | 10.2 | 12.4 | 14.6 | 16.8 | 19 | 23 | 27 | 31 | 35 | 39 | 44 | 49 | 54 | 59 | 64 | 69.6 | 75.2 | 80.8 | 86.4 | 92
N-1 |  | Deficit Flex-1 | 3808.3607 | 5063.9626 | 6319.5645 | 7575.1665 | 8830.7684 | 10086.3703 | 11341.9723 | 12597.5742 | 13853.1761 | 15108.7781 | 16364.38 | 17619.9819 | 18875.5839 | 20131.1858 | 21386.7877 | 22642.3897 | 23897.9916 | 25153.5935 | 26409.1955 | 27664.7974 | 28920.3993 | 29330.8055 | 29741.2117 | 30151.618 | 30562.0242 | 30972.4304 | 31382.8366
N-1 |  | Deficit Flex-2-1 | 192864.6662 | 195239.242 | 196366.7654 | 197525.3756 | 198743.9239 | 200140.9384 | 201537.7103 | 203264.3598 | 205020.8584 | 206857.3016 | 208717.8537 | 210603.1815 | 212516.4069 | 214384.6797 | 216269.2922 | 218166.2033 | 220084.6619 | 221841.8513 | 223594.2698 | 225336.5209 | 227080.1514 | 228568.346 | 230020.4249 | 231425.4869 | 232792.6641 | 233827.4721 | 234770.9697
N-1 |  | Deficit Flex-2-2 | 15863.8931 | 17648.235 | 18532.2367 | 19475.1127 | 20493.7185 | 21703.2043 | 22946.0507 | 24548.2649 | 26220.9894 | 28058.9977 | 29994.707 | 32011.4259 | 34129.6734 | 36251.5767 | 38482.2923 | 40781.7815 | 43190.5588 | 45461.0936 | 47797.322 | 50173.6242 | 52592.3493 | 54727.1195 | 56855.9851 | 58972.6701 | 61079.3714 | 62711.9889 | 64234.5597
N-0 |  | EENS(Valley South) | 0 | 0 | 0 | 0 | 0 | 0 | 0 | 0 | 0 | 0 | 0 | 0 | 0 | 0 | 0 | 0 | 0 | 0 | 0 | 0 | 0 | 0 | 0 | 0 | 0 | 0 | 3.8
N-0 |  | EENS(Valley North) | 0 | 0 | 0 | 0 | 0 | 0 | 0 | 0 | 0 | 0 | 0 | 0 | 0 | 0 | 0 | 8.21 | 135.975 | 263.74 | 391.505 | 519.27 | 647.035 | 774.8 | 1007.1082 | 1239.4164 | 1471.7245 | 1704.0327 | 2563.6
N-0 |  | IP | 0 | 0 | 0 | 0 | 0 | 0 | 0 | 0 | 0 | 0 | 0 | 0 | 0 | 0 | 0 | 8.21 | 13.9917 | 19.7733 | 25.555 | 31.3367 | 37.1183 | 42.9 | 56.3269 | 69.7538 | 83.1807 | 96.6076 | 155.906
N-0 |  | SAIDI | 0 | 0 | 0 | 0 | 0 | 0 | 0 | 0 | 0 | 0 | 0 | 0 | 0 | 0 | 0 | 0.0096362 | 2.8906 | 5.7716 | 8.6526 | 11.5335 | 14.4145 | 17.2955 | 29.9689 | 42.6422 | 55.3156 | 67.9889 | 139.4166
N-0 |  | SAIFI | 0 | 0 | 0 | 0 | 0 | 0 | 0 | 0 | 0 | 0 | 0 | 0 | 0 | 0 | 0 | 0.0096362 | 0.15975 | 0.30985 | 0.45996 | 0.61007 | 0.76018 | 0.91029 | 1.1003 | 1.2902 | 1.4802 | 1.6702 | 2.0994
N-0 |  | PFD | 0 | 0 | 0 | 0 | 0 | 0 | 0 | 0 | 0 | 0 | 0 | 0 | 0 | 0 | 0 | 1 | 4 | 7 | 10 | 13 | 16 | 19 | 24.0909 | 29.1818 | 34.2727 | 39.3636 | 57
N-0 Monetized | Residential | $ | 0 | 0 | 0 | 0 | 0 | 0 | 0 | 0 | 0 | 0 | 0 | 0 | 0 | 0 | 0 | 109027.6148 | 442656.834 | 1239691.6645 | 1787060.3534 | 3012656.4586 | 4169561.081 | 5825875.8506 | 7604896.3884 | 10296482.659 | 13539117.8105 | 16767267.8821 | 20651853.6745
N-0 Monetized | Commercial | $ | 0 | 0 | 0 | 0 | 0 | 0 | 0 | 0 | 0 | 0 | 0 | 0 | 0 | 0 | 0 | 652246.8641 | 2544977.5562 | 7098480.4129 | 8476794.3667 | 13732010.0628 | 18128908.1316 | 25586218.9783 | 32481605.0463 | 44845187.1378 | 59709544.5596 | 74094022.8712 | 91015074.977
N-1 Monetized | Residential | $ | 1269.4985 | 3507.3999 | 5745.3013 | 7983.2026 | 10221.104 | 12459.0054 | 14696.9068 | 19967.5442 | 25238.1815 | 30508.8189 | 35779.4563 | 64681.1836 | 93582.9109 | 122484.6382 | 151386.3656 | 180288.0929 | 209189.8202 | 276031.8366 | 342873.8529 | 409715.8692 | 476557.8855 | 543399.9018 | 639923.9429 | 736447.984 | 832972.0251 | 929496.0662 | 1026020.1072
N-1 Monetized | Commercial | $ | 5267.7659 | 14553.906 | 23840.0461 | 33126.1863 | 42412.3264 | 51698.4665 | 60984.6067 | 82855.0417 | 104725.4767 | 126595.9117 | 148466.3467 | 268393.6547 | 388320.9627 | 508248.2707 | 628175.5787 | 748102.8866 | 868030.1946 | 1145390.1941 | 1422750.1936 | 1700110.1931 | 1977470.1927 | 2254830.1922 | 2655355.3328 | 3055880.4734 | 3456405.614 | 3856930.7546 | 4257455.8952
Flex-2-2 Monetized | Aggregate of Customer and Residential | $ | 4851900.5487 | 5548844.3301 | 5954616.7726 | 6363779.4526 | 6862697.0831 | 7430779.6338 | 7958090.1697 | 8741153.0659 | 9549664.1025 | 10292607.0963 | 11249460.5611 | 12276853.6393 | 13383547.5227 | 14497043.8173 | 15635893.6798 | 16957354.9399 | 18318405.6196 | 19745850.775 | 21095026.2971 | 22704288.8738 | 24150941.0839 | 25639353.0613 | 27288113.4095 | 28930870.8862 | 30651491.2146 | 32245235.0774 | 33779752.514
|  | LMP | 40 | 41 | 42.025 | 43.0756 | 44.1525 | 45.2563 | 46.3877 | 47.5474 | 48.7361 | 49.9545 | 51.2034 | 52.4835 | 53.7956 | 55.1404 | 56.519 | 57.9319 | 59.3802 | 60.8647 | 62.3863 | 63.946 | 65.5447 | 67.1833 | 68.8629 | 70.5844 | 72.349 | 74.1578 | 76.0117
2451.6984
Comparison to Baseline
| NPV of benefit | Component | 2022 | 2023 | 2024 | 2025 | 2026 | 2027 | 2028 | 2029 | 2030 | 2031 | 2032 | 2033 | 2034 | 2035 | 2036 | 2037 | 2038 | 2039 | 2040 | 2041 | 2042 | 2043 | 2044 | 2045 | 2046 | 2047 | 2048
19.2456 | 5191.5664 | Losses (MWh) | 338.8 | 367.499 | 396.1981 | 424.8971 | 453.5962 | 482.2952 | 510.9942 | 539.6933 | 568.3923 | 597.0913 | 625.7904 | 654.4894 | 683.1885 | 711.8875 | 740.5865 | 769.2856 | 797.9846 | 826.6837 | 855.3827 | 884.0817 | 912.7808 | 942.0808 | 971.3808 | 1000.6808 | 1029.9808 | 1059.2808 | 1100.6
1146.1155 | 270703.9061 | Losses ($) | 13552 | 15067.4606 | 16650.2242 | 18302.7088 | 20027.4113 | 21826.9097 | 23703.8658 | 25661.028 | 27701.2334 | 29827.4109 | 32042.584 | 34349.8736 | 36752.5011 | 39253.7913 | 41857.1756 | 44566.1956 | 47384.5059 | 50315.8778 | 53364.2029 | 56533.4969 | 59827.903 | 63292.0705 | 66892.0539 | 70632.479 | 74518.1178 | 78553.8932 | 83658.4859
4.7341 | 602.3896 | EENS | 4.2 | 6.0167 | 6.7133 | 7.41 | 8.1067 | 8.8033 | 9.5 | 6.75 | 4 | 1.25 | -1.5 | 57.5667 | 60.7933 | 64.02 | 67.2467 | 70.4733 | 73.7 | 154.52 | 235.34 | 316.16 | 396.98 | 322.5 | 405.24 | 487.98 | 570.72 | 653.46 | 736.2
-0.1355 | -33.7457 | IP | -1.2 | -2.0833 | -2.2867 | -2.49 | -2.6933 | -2.8967 | -3.1 | -3.94 | -4.78 | -5.62 | -6.46 | -6.35 | -5.68 | -5.01 | -4.34 | -3.67 | -3 | -2.76 | -2.52 | -2.28 | -2.04 | -1.8 | -5.1 | -8.4 | -11.7 | -15 | -18.3
0.39928 | 43.4662 | SAIDI | 0.068918 | 0.15907 | 0.18883 | 0.21859 | 0.24835 | 0.27811 | 0.30787 | 0.17168 | 0.035485 | -0.10071 | -0.2369 | 2.8424 | 2.9239 | 3.0054 | 3.0869 | 3.1684 | 3.2499 | 7.1442 | 11.0384 | 14.9327 | 18.827 | 22.7212 | 35.4806 | 48.2401 | 60.9995 | 73.7589 | 86.5183
0.0031729 | 0.35543 | SAIFI | 0.00075996 | 0.0045419 | 0.0038851 | 0.0032282 | 0.0025714 | 0.0019146 | 0.0012578 | -0.0035946 | -0.008447 | -0.013299 | -0.018152 | 0.033966 | 0.032892 | 0.031818 | 0.030743 | 0.029669 | 0.028594 | 0.069408 | 0.11022 | 0.15104 | 0.19185 | 0.23266 | 0.30547 | 0.37827 | 0.45107 | 0.52387 | 0.59667
1.0585 | 264.92 | PFD | 11 | 17.1667 | 18.5333 | 19.9 | 21.2667 | 22.6333 | 24 | 25.55 | 27.1 | 28.65 | 30.2 | 34.8333 | 37.6667 | 40.5 | 43.3333 | 46.1667 | 49 | 50.4 | 51.8 | 53.2 | 54.6 | 56 | 57 | 58 | 59 | 60 | 61
251.5536 | 55521.6046 | Flex-1 | 1637.465 | 2177.331 | 2717.1969 | 3257.0628 | 3796.9288 | 4336.7947 | 4876.6607 | 5416.5266 | 6056.3926 | 6496.2585 | 7036.1245 | 7575.9904 | 8115.8564 | 8655.7223 | 9195.5883 | 9735.4542 | 10275.3201 | 10815.1861 | 11355.052 | 11894.918 | 12434.7839 | 13819.8456 | 15204.9073 | 16589.969 | 17975.0306 | 19360.0923 | 20745.154
0 | 0 | Flex-2-1 | 0 | 0 | 0 | 0 | 0 | 0 | 0 | 0 | 0 | 0 | 0 | 0 | 0 | 0 | 0 | 0 | 0 | 0 | 0 | 0 | 0 | 0 | 0 | 0 | 0 | 0 | 0
1848.4208 | 528219.7822 | Flex-2-2 | 41950.2707 | 44543.5119 | 45828.8685 | 47153.3883 | 48574.5082 | 50215.7567 | 51874.6285 | 53948.5744 | 56088.2267 | 58289.3496 | 60550.0415 | 62901.7811 | 65336.0611 | 67785.8311 | 70278.2902 | 72822.2159 | 75385.3242 | 77761.6214 | 80141.8163 | 82517.0707 | 84916.8728 | 86969.4272 | 88983.4395 | 90925.104 | 92815.793 | 94275.0316 | 95587.9467
45.8505 | 7544.6533 | EENS | 22.2 | 65.8 | 102.72 | 139.64 | 176.56 | 213.48 | 250.4 | 348.675 | 446.95 | 545.225 | 643.5 | 904.9167 | 1166.3333 | 1427.75 | 1689.1667 | 1942.3733 | 2076.025 | 2342.74 | 2609.455 | 2876.17 | 3142.885 | 3409.6 | 3602.3318 | 3795.0636 | 3987.7955 | 4180.5273 | 3742.2
3.4157 | 784.7713 | IP | 13 | 27 | 34.52 | 42.04 | 49.56 | 57.08 | 64.6 | 75.025 | 85.45 | 95.875 | 106.3 | 120.25 | 134.2 | 148.15 | 162.1 | 167.84 | 176.0083 | 181.4267 | 186.845 | 192.2633 | 197.6817 | 203.1 | 198.1531 | 193.2062 | 188.2593 | 183.3124 | 132.494
2.8717 | 366.2974 | SAIDI | 0.047254 | 0.28012 | 0.59718 | 0.91425 | 1.2313 | 1.5484 | 1.8655 | 3.7961 | 5.7267 | 7.6574 | 9.588 | 22.5073 | 35.4267 | 48.346 | 61.2653 | 74.175 | 84.2134 | 111.1169 | 138.0203 | 164.9238 | 191.8273 | 218.7308 | 262.2648 | 305.7989 | 349.333 | 392.8671 | 377.6468
0.049357 | 8.0533 | SAIFI | 0.023627 | 0.070029 | 0.10932 | 0.14861 | 0.18791 | 0.2272 | 0.26649 | 0.37108 | 0.47567 | 0.58027 | 0.68486 | 0.96307 | 1.2413 | 1.5195 | 1.7977 | 2.0663 | 2.1944 | 2.4641 | 2.7339 | 3.0036 | 3.2733 | 3.543 | 3.8054 | 4.0678 | 4.3302 | 4.5925 | 4.6157
0.56109 | 119.9939 | PFD | 2 | 4 | 4.6 | 5.2 | 5.8 | 6.4 | 7 | 8.75 | 10.5 | 12.25 | 14 | 17.8333 | 21.6667 | 25.5 | 29.3333 | 32.1667 | 33 | 33.2 | 33.4 | 33.6 | 33.8 | 34 | 33.7091 | 33.4182 | 33.1273 | 32.8364 | 20
Monetized Benefits for Alternative
Residential | Cost of Reliability (N-1) | $/kWh | 4.4933 | 4.6057 | 4.7208 | 4.8388 | 4.9598 | 5.0838 | 5.2109 | 5.3412 | 5.4747 | 5.6115 | 5.7518 | 5.8956 | 6.043 | 6.1941 | 6.349 | 6.5077 | 6.6704 | 6.8371 | 7.0081 | 7.1833 | 7.3628 | 7.5469 | 7.7356 | 7.929 | 8.1272 | 8.3304 | 8.5386
Residential | Cost of Reliability (N-0) | $/kWh | 3.792 | 3.8868 | 3.984 | 4.0836 | 4.1857 | 4.2903 | 4.3976 | 4.5075 | 4.6202 | 4.7357 | 4.8541 | 4.9754 | 5.0998 | 5.2273 | 5.358 | 5.4919 | 5.6292 | 5.77 | 5.9142 | 6.0621 | 6.2136 | 6.369 | 6.5282 | 6.6914 | 6.8587 | 7.0302 | 7.2059
Commerical | Cost of Reliability (N-1) | $/kWh | 166.5977 | 170.7626 | 175.0317 | 179.4075 | 183.8927 | 188.49 | 193.2022 | 198.0323 | 202.9831 | 208.0577 | 213.2591 | 218.5906 | 224.0553 | 229.6567 | 235.3981 | 241.2831 | 247.3152 | 253.4981 | 259.8355 | 266.3314 | 272.9897 | 279.8144 | 286.8098 | 293.98 | 301.3295 | 308.8628 | 316.5843
Commerical | Cost of Reliability (N-0) | $/kWh | 153.8372 | 157.6831 | 161.6252 | 165.6658 | 169.8075 | 174.0527 | 178.404 | 182.8641 | 187.4357 | 192.1216 | 196.9246 | 201.8477 | 206.8939 | 212.0663 | 217.3679 | 222.8021 | 228.3722 | 234.0815 | 239.9335 | 245.9319 | 252.0802 | 258.3822 | 264.8417 | 271.4628 | 278.2493 | 285.2056 | 292.3357
Residential (N-1) | EENS | 410561.7478 | 85.4671 | -38.5701 | -162.6073 | -286.6445 | -410.6816 | -534.7188 | -658.756 | 334.4762 | 1327.7084 | 2320.9405 | 3314.1727 | 14057.355 | 24800.5373 | 35543.7196 | 46286.9018 | 57030.0841 | 67773.2664 | 104904.6372 | 142036.0081 | 179167.3789 | 216298.7497 | 253430.1205 | 332846.2701 | 412262.4197 | 491678.5693 | 571094.7189 | 650510.8685
Commerical(N-1) | EENS | 1703620.1545 | 354.6443 | -160.0462 | -674.7367 | -1189.4272 | -1704.1177 | -2218.8082 | -2733.4987 | 1387.9041 | 5509.307 | 9630.7098 | 13752.1127 | 58330.7953 | 102909.478 | 147488.1606 | 192066.8433 | 236645.5259 | 281224.2086 | 435300.3056 | 589376.4027 | 743452.4997 | 897528.5967 | 1051604.6938 | 1381140.8811 | 1710677.0684 | 2040213.2558 | 2369749.4431 | 2699285.6304
Aggregate | EENS | 2114181.9023 | 440.1114 | -198.6163 | -837.344 | -1476.0717 | -2114.7993 | -2753.527 | -3392.2547 | 1722.3803 | 6837.0153 | 11951.6503 | 17066.2854 | 72388.1503 | 127710.0152 | 183031.8802 | 238353.7451 | 293675.6101 | 348997.475 | 540204.9429 | 731412.4107 | 922619.8786 | 1113827.3465 | 1305034.8143 | 1713987.1512 | 2122939.4882 | 2531891.8251 | 2940844.162 | 3349796.4989
Residential (N-0) | EENS | 46545720.2819 | 160316.9663 | 426669.2569 | 622795.9652 | 833703.4387 | 1064554.7712 | 1155250.6033 | 1567814.793 | 2064587.6917 | 2485972.1963 | 2907214.7827 | 3653487.0544 | 4512360.7013 | 5845712.9396 | 7145234.3901 | 9104342.6873 | 11293600.9299 | 13653110.8275 | 15952211.3471 | 17606189.215 | 19191520.4649 | 21130925.6364 | 22591191.5643 | 24147156.1612 | 25250461.8232 | 26364434.7872 | 26485898.7955 | 25894819.5655
Commerical(N-0) | EENS | 204943972.9553 | 903378.8257 | 2253314.5962 | 3310509.5162 | 4447440.2171 | 5587242.1815 | 5454561.6522 | 7543245.1948 | 10054559.7799 | 11610814.2147 | 12826351.0572 | 16062284.1229 | 19403643.1206 | 25219740.5046 | 31071411.1969 | 39644741.2569 | 49599271.3008 | 60430397.7514 | 70869056.2102 | 77016835.259 | 83157933.2015 | 90916024.3404 | 96947933.5602 | 104034944.1748 | 107467331.4436 | 110956882.9582 | 111667173.0871 | 107259495.3084
Aggregate | EENS | 251489693.2372 | 1063695.7919 | 2679983.8531 | 3933305.4814 | 5281143.6558 | 6651796.9527 | 6609812.2555 | 9111059.9878 | 12119147.4716 | 14096786.411 | 15733565.8399 | 19715771.1773 | 23916003.8219 | 31065453.4442 | 38216645.587 | 48749083.9442 | 60892872.2307 | 74083508.579 | 86821267.5573 | 94623024.4739 | 102349453.6663 | 112046949.9768 | 119539125.1245 | 128182100.336 | 132717793.2668 | 137321317.7454 | 138153071.8826 | 133154314.8738
Residential (N-1) | Value for Flex-1 | 309103531.7783 | 6621897.889 | 9025240.0833 | 11544610.7011 | 14184309.0748 | 16948776.9855 | 19842603.0985 | 22870527.5316 | 26037446.5594 | 29841138.801 | 32808663.4992 | 36423579.0806 | 40198735.0265 | 44139884.0327 | 48252966.2798 | 52544115.2117 | 57019663.4863 | 61686149.1027 | 66550321.7102 | 71619149.1049 | 76899823.9182 | 82399770.504 | 93867405.7931 | 105856922.9901 | 118387248.9182 | 131477930.566 | 145149154.2655 | 159421765.4435
Commerical(N-1) | Value for Flex-1 | 1273392959.8544 | 27279785.8511 | 37180672.4982 | 47559553.6114 | 58434140.8601 | 69822732.7501 | 81744232.8966 | 94218168.8424 | 107264711.44 | 122934525.6738 | 135159636.9079 | 150051760.6743 | 165604015.856 | 181840101.4463 | 198784488.8062 | 216462445.4708 | 234900059.6631 | 254124265.5365 | 274162869.1664 | 295044575.3117 | 316799014.9711 | 339456773.754 | 386699216.955 | 436091621.8326 | 487711959.9434 | 541640757.6961 | 597961175.3615 | 656759088.4367
Aggregate | Value for Flex-1 | 1582496491.6327 | 33901683.7401 | 46205912.5815 | 59104164.3126 | 72618449.9349 | 86771509.7356 | 101586835.9951 | 117088696.374 | 133302157.9994 | 152775664.4748 | 167968300.407 | 186475339.7549 | 205802750.8824 | 225979985.479 | 247037455.086 | 269006560.6825 | 291919723.1494 | 315810414.6392 | 340713190.8765 | 366663724.4166 | 393698838.8893 | 421856544.258 | 480566622.7481 | 541948544.8226 | 606099208.8617 | 673118688.2621 | 743110329.6271 | 816180853.8801
Residential (N-1) | Value for Flex-2 | 0 | 0 | 0 | 0 | 0 | 0 | 0 | 0 | 0 | 0 | 0 | 0 | 0 | 0 | 0 | 0 | 0 | 0 | 0 | 0 | 0 | 0 | 0 | 0 | 0 | 0 | 0 | 0
Commerical(N-1) | Value for Flex-2 | 0 | 0 | 0 | 0 | 0 | 0 | 0 | 0 | 0 | 0 | 0 | 0 | 0 | 0 | 0 | 0 | 0 | 0 | 0 | 0 | 0 | 0 | 0 | 0 | 0 | 0 | 0 | 0
Aggregate of Flex-2 (Component 1) | Value for Flex-2 | 0 | 0 | 0 | 0 | 0 | 0 | 0 | 0 | 0 | 0 | 0 | 0 | 0 | 0 | 0 | 0 | 0 | 0 | 0 | 0 | 0 | 0 | 0 | 0 | 0 | 0 | 0 | 0
Aggregate of Flex-2 (Component 2) | Value for Flex-2-2 | 175568847.8883 | 11220653.2927 | 12144894.2429 | 12786906.8354 | 13548988.6365 | 14198598.1689 | 15000919.0418 | 15909040.4592 | 16834711.4999 | 17913721.5386 | 19199934.4292 | 20113909.1059 | 21304230.0472 | 22569755.2788 | 23956380.4958 | 25296897.7557 | 26952539.3115 | 28393160.813 | 29763730.614 | 31534269.3716 | 33150927.6597 | 34881141.3954 | 36682729.5259 | 38269131.4495 | 40074160.3477 | 41880907.3012 | 43418755.6266 | 45077255.1789
Aggregate ($M) |  | 2011.6692 | 46186472.9362 | 61030592.0612 | 75823539.2854 | 91447106.1555 | 107619790.0578 | 123194813.7654 | 142105404.5664 | 162257739.3512 | 184793009.4397 | 202913752.3265 | 226322086.3235 | 251095372.9019 | 279742904.2172 | 309393513.049 | 343290896.1275 | 380058810.3017 | 418636081.5062 | 457838393.9906 | 493552430.6729 | 530121840.0939 | 569898462.9766 | 638093512.2129 | 710113763.7594 | 781014101.9643 | 854852805.1338 | 927623001.2983 | 997762220.4318
Aggregate ($M)+ Monetized Losses |  | 2011.9399 | 46200024.9362 | 61045659.5218 | 75840189.5096 | 91465408.8643 | 107639817.4691 | 123216640.675 | 142129108.4322 | 162283400.3792 | 184820710.6731 | 202943579.7374 | 226354128.9075 | 251129722.7754 | 279779656.7183 | 309432766.8402 | 343332753.3032 | 380103376.4973 | 418683466.0121 | 457888709.8684 | 493605794.8758 | 530178373.5908 | 569958290.8796 | 638156804.2834 | 710180655.8134 | 781084734.4434 | 854927323.2516 | 927701555.1915 | 997845878.9177
Project Cost |  | 201
Benefit-Cost Ratio |  | 10.0097
Market Participation Revenue (All costs are $x1,000) |  |  | 0 | 0 | 0 | 0 | 0 | 0 | 0 | 0 | 0 | 0 | 0 | 0 | 0 | 0 | 0 | 0 | 0 | 0 | 0 | 0 | 0 | 2998.9347 | 3033.902 | 3068.8693 | 3103.8366 | 3139.3439 | 3174.8511
4.7341
251.5536
0
1848.4208
45.8505
Note on AD27: Auld-Moraga circuit N-0 overload

## 7 - Distributed Storage - 30% (hidden)
10% Distributed Storage
| Equipment Categories All costs are $x1,000 | [6 empty] | Units | kV | Cost | Adjusted Cost
1 | New Substation Equipment
| 500kV |  | Complete Loop-in Substation, equipped with one line position to terminate a single tie |  |  |  | 36194.3937 | 0 |  | 0
| 115kV |  | Complete Loop-in Substation, equipped with one line position to terminate a single tie |  |  |  | 4403.9172 | 1 |  | 4403.9172
| 230kV |  | Complete Loop-in Substation, equipped with one line position to terminate a single tie |  |  |  | 17710.3457 | 0 |  | 0
2 | Transformer Banks
| 500/115 kV 1-3 Phase |  | Unit cost of transformer banks reflects cost of the highest MVA rated transformer for the given voltage. |  |  |  | 24748.4568 | 0 |  | 0
| 230/115 kV |  | Unit cost of transformer banks reflects cost of the highest MVA rated transformer for the given voltage. |  |  |  | 8756.8817 | 1 |  | 8756.8817
kV
3 | Line Positions to terminate ties and Transformer Bank positions |  |  |  | 230 | 500 | 115
| Single Breaker (add third breaker to breaker and a half) |  |  |  | 2145.4637 | 5398.3718 | 1437.1815 | 0 | 115 | 0
| Breaker and a half (2CB) |  |  |  | 3607.9737 | 8587.7771 | 2149.8636 | 0 | 230 | 0
| Breaker and a half (3CB) |  |  |  | 5291.2883 | 12131.4222 | 3436.5983 | 1 | 115 | 3436.5983
| Double Operating Bus Sections - 2 bus extensions, spanning 4 positions |  | Used in substation expansion |  | 540.3386 |  | 252.4804 | 0 | 115 | 0
4 | Shunt Capacitors | [5 empty] | 2006.8433 | 0 |  | 0
5 | Fiber optic cable on existing poles | /mile |  |  |  | 99 | 99 | 0 |  | 0
| Fiber optic cable on new poles | /mile |  |  |  | 134 | 134 | 0
6 | Single Circuit, Lattice Tower | /mile |  |  | 2897.3658 | 4578.5833 | 1815.3927 | 0 | 115 | 0 | 0
[5 empty] | 2897.3658 | 4578.5833 | 1815.3927 | 0 | 115 | 0 | 0
| Double Circuit, Strung on both sides, Lattice Tower | /mile |  |  | 4494.8333 | 9381.7495 | 2174.744
| Rebuild/reconductor existing single circuit line section - Metropolitan | /mile |  |  |  |  | 1381.7727 | 0 |  | 0
| Rebuild/reconductor existing double circuit line section - Metropolitan | /mile |  |  |  |  | 1454.8259 | 0 |  | 0
7 | Disconnect switches (incl. steel structures and foundations) |  |  |  | 3326.9104 | 19935.5969 | 105.461 | 0 | 115 | 0 |  | T&D Costs | 16597.3971
8 | Energy Storage |  |  |  |  | Base price
2024 | Battery Price (Power) | $/kW |  |  |  | 175 | #REF! | 337.0822 |  | #REF!
2024 | Battery Price (Energy) | $/kWh |  |  |  | 310 | #REF! | 674.1643 |  | #REF!
2024 | Battery Price (Energy uprate) | $/kWh |  |  |  | 310 | #REF! | 789.8909 |  | #REF!
[12 empty] | ESS-1 | #REF!
2030 | Battery Price (Power) | $/kW |  |  |  | #REF! | #REF! | 21.3922 |  | #REF!
2030 | Battery Price (Energy) | $/kWh |  |  |  | #REF! | #REF! | 42.7844 |  | #REF!
2030 | Battery Price (Energy uprate) | $/kWh |  |  |  | #REF! | #REF! | 162.9641 |  | #REF!
[12 empty] | ESS-2 | #REF!
[12 empty] | ESS-2 W escalation | #REF!
2035 | Battery Price (Power) | $/kW |  |  |  | #REF! | #REF! | 22.7569 |  | #REF!
2035 | Battery Price (Energy) | $/kWh |  |  |  | #REF! | #REF! | 45.5138 |  | #REF!
2035 | Battery Price (Energy uprate) | $/kWh |  |  |  | #REF! | #REF! | 170.4306 |  | #REF!
2035 | Inverter Replacement | $/kW | [5 empty] | 368.688 |  | #REF! |  | ESS-3 | #REF!
[12 empty] | ESS-3 W escalation | #REF!
2040 | Battery Price (Power) | $/kW |  |  |  | #REF! | #REF! | 24.216 |  | #REF!
2040 | Battery Price (Energy) | $/kWh |  |  |  | #REF! | #REF! | 48.4319 |  | #REF!
2040 | Battery Price (Energy uprate) | $/kWh |  |  |  | #REF! | #REF! | 178.3896 |  | #REF!
2040 | Inverter Replacement | MW | [5 empty] | 21.3922 |  | #REF! |  | ESS-4 | #REF!
2040 | Battery Replacement | Cost in $ | [5 empty] | #REF! |  | #REF! |  | ESS-4 W escalation | #REF!
2045 | Battery Price (Power) | $/kW |  |  |  | #REF! | #REF! | 15.2718 |  | #REF!
2045 | Battery Price (Energy) | $/kWh |  |  |  | #REF! | #REF! | 30.5435 |  | #REF!
2045 | Battery Price (Energy uprate) | $/kWh |  |  |  | #REF! | #REF! | 163.6802 |  | #REF!
2045 | Inverter Replacement | MW | [5 empty] | 22.7569 |  | #REF!
2045 | Battery Replacement | Cost in $ | [5 empty] | #REF! |  | #REF!
[12 empty] | ESS-5 | #REF!
[12 empty] | ESS-5 w escalation | #REF!
| Total Cost | [8 empty] | 316263.4365
| Total Cost with Contingency | [8 empty] | #REF!
| Total Cost with SCE Escalation Rate | [8 empty] | #REF!
Factor Amounts: |  |  |  |  | Low Impact factors: |  |  | Medium Impact factors: |  |  | High Impact factors:
| Terrain (CAISO per unit costs) |  |  |  | 1.0X to 1.25X |  |  | 1.35X to 1.50X |  |  | 2.0X to 3.0X
| Terrain (User specified) |  |  |  |  | 1.25 |  |  | 1.5 |  |  | 2
| Population density (CAISO per unit costs) |  |  |  |  | 1.00X to 1.10X |  |  | 1.33X |  |  | 1.67X
| Population density(User specified) |  |  |  |  | 1.1 |  |  | 1.33 |  |  | 1.67
| Weather study (CAISO per unit costs) |  |  |  |  | 1.35X |  |  | 1.45X |  |  | 1.60X
| Weather study(User specified) |  |  |  |  | 1.35 |  |  | 1.45 |  |  | 1.6
| Factor Type |  |  | Explanation of Factor issues and Factor multipliers
| Terrain |  |  | Going from flat to mountainous terrain increases the cost of a transmission line. Terrain influences where structures are located, how many structures will be required and which type (strength) of structures will be required. As terrain becomes more rugged, access to the site and construction also gets more complex.
| Population density |  |  | Population and land use effect the cost of a transmission line. Structure quantities may be increased and/or made taller in more populated areas for aesthetic purposes, EMF mitigation efforts or due to crossings. Construction activities may also be impacted by physical constraints and work hour restrictions.
| Weather study |  |  | Transmission line costs increase as weather loading conditions increase. Wind and ice increase the loading on transmission structures which may require stronger structure types or an increased number of structures to reduce the span lengths.
[5 empty] | 2018 | 2019 | 2020 | 2021 | 2022 | 2023 | 2024 | 2025 | 2026 | 2027 | 2028 | 2030 and beyond
|  |  |  | Escalation Rate | 2.696% | 2.138% | 2.556% | 2.352% | 2.287% | 2.333% | 2.249% | 2.332% | 2.295% | 2.01% | 2.212% | 0.023
|  |  |  | Escalation Factors | 1 | 1.0214 | 1.0475 | 1.0721 | 1.0966 | 1.1222 | 1.1475 | 1.1742 | 1.2012 | 1.2253 | 1.2524 | 1.2812
| Contingency Factor |  | #REF!
| Contingency Factor for battery | Power | #REF!
|  | Energy | #REF!
Notes
| Contingency Factor included to account for the following considerations |  |  |  | 2018: The SDGE project has been ranked as high impact due to terrain and population, primarily driven by the complications associated with traversing the Pechanga Reservation
o Review of customer/developer existing and proposed plans (i.e. surveyed base map, street/land
improvements, profiles, grading, overhead & underground utilities, temp construction roads &
laydown/staging yards, etc.)
o Property rights study
o Right-of-way improvements/acquisitions (i.e. easements, access/maintenance roads, grading, etc.)
o GO 131-D engineering/permitting per CEQA requirements
o Non-GO 131-D Permitting (i.e. Railroad, City, County, State, Federal Agency, etc.)
o Governing regulation impacts (i.e. CPUC, FERC, OSHA, etc.)
o Environmental study and mitigations
o EMF study and potential reduction mitigations as required by the CPUC
o Geotechnical investigation and mitigations
o Surveys
o Potholing
o Traffic plans/control
o Concrete and/or asphalt repairs
o Associated SCE Substation work (i.e. breaker replacements, switch-rack position relocations, etc.)
o Associated SCE Distribution voltage under-build work (i.e. 16 kV, 12 kV, 4 kV, and secondary
conductors)
o Associated SCE Telecommunication under-build work
o Associated 3rd Party Joint Owners and renters/tenants under-build work (i.e. cable TV,
communication cable, fiber optic, etc.)
o Conflicts associated with other projects in the same geographical area or electrical system
o Availability of line outages required for construction
Unit costs exclude Licensing.
| ESS O&M | #REF! | $/kWh
| + | 1% | of EPC Cost |  | 2020: Add contingency for battery value
| Price Escalation | 2.5% |  |  | 2020: Battery cost reduction = 0%, global factor, and what it changes
| T&D Annual OPEX | #REF! |  |  | 2020: Include 2% into battery price escalation
| Inverter Replacement Cost | #REF! | $/kWh |  | 2020: Make the significant digits, 1000$ of dollars
| Battery Replacement Cost | #REF! | % Capex |  | 2020: shift it to 99 instead of 90, not take actual MW
| Annual Battery Cost Change | #REF!
| Price Stabizes in | #REF!
| Calendar Time (Year) | 2022 | 2023 | 2024 | 2025 | 2026 | 2027 | 2028 | 2029 | 2030 | 2031 | 2032 | 2033 | 2034 | 2035 | 2036 | 2037 | 2038 | 2039 | 2040 | 2041 | 2042 | 2043 | 2044 | 2045 | 2046 | 2047 | 2048
| O&M ESS | #REF! | #REF! | #REF! | #REF! | #REF! | #REF! | #REF! | #REF! | #REF! | #REF! | #REF! | #REF! | #REF! | #REF! | #REF! | #REF! | #REF! | #REF! | #REF! | #REF! | #REF! | #REF! | #REF! | #REF! | #REF! | #REF! | #REF!
| O&M ESS Augment | 0 | 0 | 0 | 0 | 0 | 0 | 0 | 0 | #REF! | 0 | 0 | 0 | 0 | #REF! | 0 | 0 | 0 | 0 | #REF! | 0 | 0 | 0 | 0 | #REF! | 0 | 0 | 0
| O&M T&D | #REF! | #REF! | #REF! | #REF! | #REF! | #REF! | #REF! | #REF! | #REF! | #REF! | #REF! | #REF! | #REF! | #REF! | #REF! | #REF! | #REF! | #REF! | #REF! | #REF! | #REF! | #REF! | #REF! | #REF! | #REF! | #REF! | #REF!
| Total O&M Costs | #REF! | #REF! | #REF! | #REF! | #REF! | #REF! | #REF! | #REF! | #REF! | #REF! | #REF! | #REF! | #REF! | #REF! | #REF! | #REF! | #REF! | #REF! | #REF! | #REF! | #REF! | #REF! | #REF! | #REF! | #REF! | #REF! | #REF!
| Initial CapEx costs | #REF! | 0 | 0 | 0 | 0 | 0 | 0 | 0 | 0 | 0 | 0 | 0 | 0 | 0 | 0 | 0 | 0 | 0 | 0 | 0 | 0 | 0 | 0 | 0 | 0 | 0 | 0
| Incremental costs | 0 | 0 | 0 | 0 | 0 | 0 | 0 | 0 | #REF! | 0 | 0 | 0 | 0 | #REF! | 0 | 0 | 0 | 0 | #REF! | 0 | 0 | 0 | 0 | #REF! | 0 | 0 | 0
| Total Costs | #REF! | #REF! | #REF! | #REF! | #REF! | #REF! | #REF! | #REF! | #REF! | #REF! | #REF! | #REF! | #REF! | #REF! | #REF! | #REF! | #REF! | #REF! | #REF! | #REF! | #REF! | #REF! | #REF! | #REF! | #REF! | #REF! | #REF!
| NPV | #REF! 2022: #REF!
| Aggregate | #REF! 2022: #REF!
|  | 2022 | 2023 | 2024 | 2025 | 2026 | 2027 | 2028 | 2029 | 2030 | 2031 | 2032 | 2033 | 2034 | 2035 | 2036 | 2037 | 2038 | 2039 | 2040 | 2041 | 2042 | 2043 | 2044 | 2045 | 2046 | 2047 | 2048
| MW | 337.0822 | 3.7834 | 3.83 | 3.8771 | 3.9249 | 3.9733 | 4.0224 | 4.0721 | 4.1225 | 4.1736 | 4.2253 | 4.2777 | 4.3309 | 4.3847 | 4.4393 | 4.4946 | 4.5506 | 4.6074 | 4.665 | 4.7233 | 4.7825 | 4.8424 | 4.9031 | 4.9647 | 5.0271 | 5.0903 | 5.1544
| MWh | 674.1643 | 7.5669 | 7.66 | 7.7543 | 7.8498 | 7.9467 | 8.0448 | 8.1443 | 8.245 | 8.3471 | 8.4506 | 8.5555 | 8.6617 | 8.7694 | 8.8786 | 8.9892 | 9.1013 | 9.2149 | 9.33 | 9.4467 | 9.5649 | 9.6848 | 9.8062 | 9.9294 | 10.0541 | 10.1806 | 10.3088
| MWh uprate | 687.6476 | 21.2015 | 21.4478 | 21.6972 | 21.9498 | 22.2055 | 22.4646 | 22.7269 | 22.9925 | 23.2616 | 23.5341 | 23.8101 | 24.0896 | 24.3726 | 24.6593 | 24.9497 | 25.2438 | 25.5417 | 25.8435 | 26.1491 | 26.4586 | 26.7722 | 27.0898 | 27.4115 | 27.7373 | 28.0674 | 28.4018
| Battery price | 175 | 175 | 175 | 175 | 175 | 175 | 175 | 175 | 142.6902 | 142.6902 | 142.6902 | 142.6902 | 142.6902 | 142.6902 | 142.6902 | 142.6902 | 142.6902 | 142.6902 | 142.6902 | 142.6902 | 142.6902 | 142.6902 | 142.6902 | 142.6902 | 142.6902 | 142.6902 | 142.6902
| Energy price | 350 | 350 | 350 | 350 | 350 | 350 | 350 | 350 | 285.3804 | 285.3804 | 285.3804 | 285.3804 | 285.3804 | 285.3804 | 285.3804 | 285.3804 | 285.3804 | 285.3804 | 285.3804 | 285.3804 | 285.3804 | 285.3804 | 285.3804 | 285.3804 | 285.3804 | 285.3804 | 285.3804
| Inverter replacement MW | [10 empty] | 337.0822 | 3.7834 | 3.83 | 3.8771 | 3.9249 | 3.9733 | 4.0224 | 4.0721 | 4.1225 | 4.1736 | 4.2253 | 4.2777 | 4.3309 | 4.3847 | 4.4393 | 4.4946 | 4.5506
| Battery costs | 299666.0393 | 8082.6313 | 8176.9725 | 8272.5149 | 8369.2749 | 8467.2694 | 8566.5152 | 8667.0295 | 7149.8643 | 7233.9325 | 7319.0783 | 7405.3166 | 7492.6624 | 7581.1312 | 7670.7384 | 7761.4998 | 7853.4313 | 7946.5493 | 8040.8701 | 8136.4105 | 8233.1874 | 8331.2181 | 8430.52 | 8531.1109 | 8633.0087 | 8736.2317 | 8840.7984
| Inverter replacement costs | [10 empty] | 48098.3281 | 539.8604 | 546.501 | 553.2298 | 560.0482 | 566.9573 | 573.9584 | 581.0529 | 588.242 | 595.5272 | 602.9098 | 610.3912 | 617.9728 | 625.6561 | 633.4424 | 641.3334 | 649.3304
| Initial CapEx costs | #REF! 2022: #REF!
| Battery replacement costs | #REF! 2042: 149833.0197; #REF! 2043: 4041.3157; #REF! 2044: 4088.4862; #REF! 2045: 4136.2574; #REF! 2046: 4184.6375; #REF! 2047: 4233.6347; #REF! 2048: 4283.2576
| O&M ESS | #REF! | #REF! | #REF! | #REF! | #REF! | #REF! | #REF! | #REF! | #REF! | #REF! | #REF! | #REF! | #REF! | #REF! | #REF! | #REF! | #REF! | #REF! | #REF! | #REF! | #REF! | #REF! | #REF! | #REF! | #REF! | #REF! | #REF!
| O&M ESS Augment |  | #REF! | #REF! | #REF! | #REF! | #REF! | #REF! | #REF! | #REF! | #REF! | #REF! | #REF! | #REF! | #REF! | #REF! | #REF! | #REF! | #REF! | #REF! | #REF! | #REF! | #REF! | #REF! | #REF! | #REF! | #REF! | #REF!
| Total O&M Costs | #REF! | #REF! | #REF! | #REF! | #REF! | #REF! | #REF! | #REF! | #REF! | #REF! | #REF! | #REF! | #REF! | #REF! | #REF! | #REF! | #REF! | #REF! | #REF! | #REF! | #REF! | #REF! | #REF! | #REF! | #REF! | #REF! | #REF!
| Total costs | #REF! | #REF! | #REF! | #REF! | #REF! | #REF! | #REF! | #REF! | #REF! | #REF! | #REF! | #REF! | #REF! | #REF! | #REF! | #REF! | #REF! | #REF! | #REF! | #REF! | #REF! | #REF! | #REF! | #REF! | #REF! | #REF! | #REF!
| NPV | #REF! 2022: #REF!
| Aggregate | #REF! 2022: #REF!

## 7 - Cost Benefit - 30% (hidden)
|  | Component | 2022 | 2023 | 2024 | 2025 | 2026 | 2027 | 2028 | 2029 | 2030 | 2031 | 2032 | 2033 | 2034 | 2035 | 2036 | 2037 | 2038 | 2039 | 2040 | 2041 | 2042 | 2043 | 2044 | 2045 | 2046 | 2047 | 2048
| Baseline | Losses (MWh) | 49667 | 50103.7904 | 50540.5808 | 50977.3712 | 51414.1615 | 51850.9519 | 52287.7423 | 52724.5327 | 53161.3231 | 53598.1135 | 54034.9038 | 54471.6942 | 54908.4846 | 55345.275 | 55782.0654 | 56218.8558 | 56655.6462 | 57092.4365 | 57529.2269 | 57966.0173 | 58402.8077 | 58839.5981 | 59276.3885 | 59713.1788 | 60149.9692 | 60586.7596 | 61023.55
N-1 |  | EENS | 10 | 20.5 | 29.88 | 39.26 | 48.64 | 58.02 | 67.4 | 91.45 | 115.5 | 139.55 | 163.6 | 249.4667 | 335.3333 | 421.2 | 507.0667 | 592.9333 | 678.8 | 893.22 | 1107.64 | 1322.06 | 1536.48 | 1595.6 | 1841.08 | 2086.56 | 2332.04 | 2577.52 | 2823
N-1 |  | IP | 2 | 3 | 4.68 | 6.36 | 8.04 | 9.72 | 11.4 | 13.2 | 15 | 16.8 | 18.6 | 21.35 | 24.1 | 26.85 | 29.6 | 32.35 | 35.1 | 37.14 | 39.18 | 41.22 | 43.26 | 45.3 | 49.92 | 54.54 | 59.16 | 63.78 | 68.4
N-1 |  | SAIDI | 0.084812 | 0.24283 | 0.34046 | 0.43809 | 0.53572 | 0.63335 | 0.73098 | 1.1655 | 1.5999 | 2.0344 | 2.4689 | 6.1188 | 9.7688 | 13.4187 | 17.0687 | 20.7186 | 24.3686 | 38.1776 | 51.9865 | 65.7955 | 79.6045 | 93.4135 | 125.5074 | 157.6012 | 189.6951 | 221.789 | 253.8829
N-1 |  | SAIFI | 0.006058 | 0.017772 | 0.025047 | 0.032322 | 0.039597 | 0.046872 | 0.054147 | 0.073799 | 0.093451 | 0.1131 | 0.13275 | 0.20938 | 0.286 | 0.36262 | 0.43924 | 0.51587 | 0.59249 | 0.75647 | 0.92046 | 1.0844 | 1.2484 | 1.4124 | 1.6369 | 1.8614 | 2.0859 | 2.3103 | 2.5348
N-1 |  | PFD | 14 | 21 | 23.2 | 25.4 | 27.6 | 29.8 | 32 | 35.75 | 39.5 | 43.25 | 47 | 53.8333 | 60.6667 | 67.5 | 74.3333 | 81.1667 | 88 | 94.4 | 100.8 | 107.2 | 113.6 | 120 | 126.6 | 133.2 | 139.8 | 146.4 | 153
N-1 |  | Available Flex-1 | #REF! | #REF! | #REF! | #REF! | #REF! | #REF! | #REF! | #REF! | #REF! | #REF! | #REF! | #REF! | #REF! | #REF! | #REF! | #REF! | #REF! | #REF! | #REF! | #REF! | #REF! | #REF! | #REF! | #REF! | #REF! | #REF! | #REF!
N-1 |  | Available Flex-2 | #REF! | #REF! | #REF! | #REF! | #REF! | #REF! | #REF! | #REF! | #REF! | #REF! | #REF! | #REF! | #REF! | #REF! | #REF! | #REF! | #REF! | #REF! | #REF! | #REF! | #REF! | #REF! | #REF! | #REF! | #REF! | #REF! | #REF!
N-0 |  | EENS | 22.2 | 65.8 | 102.72 | 139.64 | 176.56 | 213.48 | 250.4 | 348.675 | 446.95 | 545.225 | 643.5 | 904.9167 | 1166.3333 | 1427.75 | 1689.1667 | 1950.5833 | 2212 | 2606.48 | 3000.96 | 3395.44 | 3789.92 | 4184.4 | 4609.44 | 5034.48 | 5459.52 | 5884.56 | 6309.6
N-0 |  | IP | 13 | 27 | 34.52 | 42.04 | 49.56 | 57.08 | 64.6 | 75.025 | 85.45 | 95.875 | 106.3 | 120.25 | 134.2 | 148.15 | 162.1 | 176.05 | 190 | 201.2 | 212.4 | 223.6 | 234.8 | 246 | 254.48 | 262.96 | 271.44 | 279.92 | 288.4
N-0 |  | SAIDI | 0.047254 | 0.28012 | 0.59718 | 0.91425 | 1.2313 | 1.5484 | 1.8655 | 3.7961 | 5.7267 | 7.6574 | 9.588 | 22.5073 | 35.4267 | 48.346 | 61.2653 | 74.1847 | 87.104 | 116.8885 | 146.6729 | 176.4574 | 206.2418 | 236.0263 | 292.2337 | 348.4411 | 404.6486 | 460.856 | 517.0634
N-0 |  | SAIFI | 0.023627 | 0.070029 | 0.10932 | 0.14861 | 0.18791 | 0.2272 | 0.26649 | 0.37108 | 0.47567 | 0.58027 | 0.68486 | 0.96307 | 1.2413 | 1.5195 | 1.7977 | 2.0759 | 2.3542 | 2.774 | 3.1938 | 3.6137 | 4.0335 | 4.4533 | 4.9057 | 5.358 | 5.8104 | 6.2628 | 6.7151
N-0 |  | PFD | 2 | 4 | 4.6 | 5.2 | 5.8 | 6.4 | 7 | 8.75 | 10.5 | 12.25 | 14 | 17.8333 | 21.6667 | 25.5 | 29.3333 | 33.1667 | 37 | 40.2 | 43.4 | 46.6 | 49.8 | 53 | 57.8 | 62.6 | 67.4 | 72.2 | 77
|  | Component | 2022 | 2023 | 2024 | 2025 | 2026 | 2027 | 2028 | 2029 | 2030 | 2031 | 2032 | 2033 | 2034 | 2035 | 2036 | 2037 | 2038 | 2039 | 2040 | 2041 | 2042 | 2043 | 2044 | 2045 | 2046 | 2047 | 2048
| 30% Distributed Energy Storage | Losses (MWh) | 38659.7 | 39104.55 | 39252.8333 | 39104.55 | 39703.4761 | 40302.4022 | 40901.3283 | 41500.2543 | 42099.1804 | 42698.1065 | 43297.0326 | 43895.9587 | 44494.8848 | 45093.8109 | 45692.737 | 46291.663 | 46890.5891 | 47489.5152 | 48088.4413 | 48687.3674 | 49286.2935 | 49885.2196 | 50484.1457 | 51083.0717 | 51681.9978 | 52280.9239 | 52879.85
N-1 |  | EENS | 0 | 0 | 0 | 0 | 0 | 0 | 0 | 0 | 0 | 0 | 0 | 0 | 0 | 7.0208 | 59.4508 | 111.8809 | 164.3109 | 216.741 | 269.171 | 399.0927 | 529.0143 | 658.936 | 788.8577 | 918.7793 | 1227.0033 | 1535.2272 | 1843.4512
N-1 |  | IP | 0 | 0 | 0 | 0 | 0 | 0 | 0 | 0 | 0 | 0 | 0 | 0 | 0 | 0.44755 | 2.2623 | 4.077 | 5.8918 | 7.7065 | 9.5213 | 12.4201 | 15.319 | 18.2179 | 21.1168 | 24.0157 | 30.8991 | 37.7826 | 44.666
N-1 |  | SAIDI | 0 | 0 | 0 | 0 | 0 | 0 | 0 | 0 | 0 | 0 | 0 | 0 | 0 | 0.22367 | 2.7056 | 5.1876 | 7.6695 | 10.1515 | 12.6334 | 23.9861 | 35.3388 | 46.6915 | 58.0442 | 69.3969 | 101.5274 | 133.6579 | 165.7884
N-1 |  | SAIFI | 0 | 0 | 0 | 0 | 0 | 0 | 0 | 0 | 0 | 0 | 0 | 0 | 0 | 0.0060443 | 0.049572 | 0.0931 | 0.13663 | 0.18016 | 0.22368 | 0.34287 | 0.46206 | 0.58125 | 0.70044 | 0.81962 | 1.0982 | 1.3767 | 1.6553
N-1 |  | PFD | 0 | 0 | 0 | 0 | 0 | 0 | 0 | 0 | 0 | 0 | 0 | 0 | 0 | 1.1251 | 5.7992 | 10.4734 | 15.1475 | 19.8216 | 24.4957 | 31.327 | 38.1583 | 44.9896 | 51.8209 | 58.6522 | 72.4051 | 86.1579 | 99.9107
N-1 |  | Available Flex-1 | 8.07 | 213.2596 | 418.4492 | 623.6388 | 828.8285 | 1034.0181 | 1239.2077 | 1444.3973 | 1649.5869 | 1854.7765 | 2059.9662 | 2265.1558 | 2470.3454 | 2675.535 | 2880.7246 | 3085.9142 | 3291.1038 | 3496.2935 | 3701.4831 | 3906.6727 | 4111.8623 | 4317.0519 | 4522.2415 | 4727.4312 | 4932.6208 | 5137.8104 | 5343
N-1 |  | Available Flex-2 | 0 | 0 | 0 | 0 | 0 | 0 | 0 | 0 | 0 | 0 | 0 | 0 | 0 | 0 | 0 | 0 | 0 | 0 | 0 | 0 | 0 | 0 | 0 | 0 | 0 | 0 | 0
N-0 |  | EENS | 0 | 0 | 0 | 0 | 0 | 0 | 0 | 0 | 0 | 0 | 0 | 0 | 0 | 23.7984 | 164.8932 | 305.988 | 447.0829 | 588.1777 | 729.2725 | 1026.7866 | 1324.3008 | 1621.8149 | 1919.329 | 2216.8431 | 2851.309 | 3485.7749 | 4120.2408
N-0 |  | IP | 0 | 0 | 0 | 0 | 0 | 0 | 0 | 0 | 0 | 0 | 0 | 0 | 0 | 23.7984 | 58.4271 | 93.0558 | 127.6845 | 162.3132 | 196.9419 | 223.8274 | 250.7128 | 277.5982 | 304.4837 | 331.3691 | 350.1626 | 368.9561 | 387.7497
N-0 |  | SAIDI | 0 | 0 | 0 | 0 | 0 | 0 | 0 | 0 | 0 | 0 | 0 | 0 | 0 | 0.021739 | 0.95001 | 1.8783 | 2.8066 | 3.7348 | 4.6631 | 9.8055 | 14.9478 | 20.0901 | 25.2325 | 30.3748 | 52.8682 | 75.3617 | 97.8551
N-0 |  | SAIFI | 0 | 0 | 0 | 0 | 0 | 0 | 0 | 0 | 0 | 0 | 0 | 0 | 0 | 0.021739 | 0.15062 | 0.27951 | 0.40839 | 0.53727 | 0.66616 | 0.93792 | 1.2097 | 1.4815 | 1.7532 | 2.025 | 2.6045 | 3.1841 | 3.7637
N-0 |  | PFD | 0 | 0 | 0 | 0 | 0 | 0 | 0 | 0 | 0 | 0 | 0 | 0 | 0 | 1 | 2.2 | 3.4 | 4.6 | 5.8 | 7 | 8.6 | 10.2 | 11.8 | 13.4 | 15 | 18.6667 | 22.3333 | 26
|  | LMP | 40 | 41 | 42.025 | 43.0756 | 44.1525 | 45.2563 | 46.3877 | 47.5474 | 48.7361 | 49.9545 | 51.2034 | 52.4835 | 53.7956 | 55.1404 | 56.519 | 57.9319 | 59.3802 | 60.8647 | 62.3863 | 63.946 | 65.5447 | 67.1833 | 68.8629 | 70.5844 | 72.349 | 74.1578 | 76.0117
Comparison to Baseline
| NPV of benefit | Component |  |  |  | 2025 | 2026 | 2027 | 2028 | 2029 | 2030 | 2031 | 2032 | 2033 | 2034 | 2035 | 2036 | 2037 | 2038 | 2039 | 2040 | 2041 | 2042 | 2043 | 2044 | 2045 | 2046 | 2047 | 2048
| 99746.9179 | Losses (MWh) | 11007.3 | 10999.2404 | 11287.7474 | 11872.8212 | 11710.6855 | 11548.5497 | 11386.414 | 11224.2783 | 11062.1426 | 10900.0069 | 10737.8712 | 10575.7355 | 10413.5998 | 10251.4641 | 10089.3284 | 9927.1927 | 9765.057 | 9602.9213 | 9440.7856 | 9278.6499 | 9116.5142 | 8954.3785 | 8792.2428 | 8630.1071 | 8467.9714 | 8305.8357 | 8143.7
| 4839586.7232 | Losses ($) | 440292 | 450968.8558 | 474367.586 | 511429.1917 | 517056.2224 | 522644.9613 | 528189.9771 | 533685.5905 | 539125.8659 | 544504.6016 | 549815.3203 | 555051.2597 | 560205.3614 | 565270.2612 | 570238.2776 | 575101.4009 | 579851.2815 | 584479.2177 | 588976.1437 | 593332.6165 | 597538.8028 | 601584.4655 | 605458.9496 | 609151.1677 | 612649.5848 | 615942.2033 | 619016.5467
N-1 | 2122.3465 | EENS | 10 | 20.5 | 29.88 | 39.26 | 48.64 | 58.02 | 67.4 | 91.45 | 115.5 | 139.55 | 163.6 | 249.4667 | 335.3333 | 414.1792 | 447.6159 | 481.0525 | 514.4891 | 676.479 | 838.469 | 922.9673 | 1007.4657 | 936.664 | 1052.2223 | 1167.7807 | 1105.0367 | 1042.2928 | 979.5488
N-1 | 127.6572 | IP | 2 | 3 | 4.68 | 6.36 | 8.04 | 9.72 | 11.4 | 13.2 | 15 | 16.8 | 18.6 | 21.35 | 24.1 | 26.4025 | 27.3377 | 28.273 | 29.2082 | 29.4335 | 29.6587 | 28.7999 | 27.941 | 27.0821 | 28.8032 | 30.5243 | 28.2609 | 25.9974 | 23.734
N-1 | 91.2984 | SAIDI | 0.084812 | 0.24283 | 0.34046 | 0.43809 | 0.53572 | 0.63335 | 0.73098 | 1.1655 | 1.5999 | 2.0344 | 2.4689 | 6.1188 | 9.7688 | 13.1951 | 14.3631 | 15.5311 | 16.6991 | 28.0261 | 39.3531 | 41.8094 | 44.2657 | 46.722 | 67.4632 | 88.2044 | 88.1677 | 88.1311 | 88.0945
N-1 | 1.8062 | SAIFI | 0.006058 | 0.017772 | 0.025047 | 0.032322 | 0.039597 | 0.046872 | 0.054147 | 0.073799 | 0.093451 | 0.1131 | 0.13275 | 0.20938 | 0.286 | 0.35658 | 0.38967 | 0.42277 | 0.45586 | 0.57632 | 0.69678 | 0.74157 | 0.78637 | 0.83116 | 0.93646 | 1.0418 | 0.98769 | 0.93362 | 0.87956
N-1 | 368.0497 | PFD | 14 | 21 | 23.2 | 25.4 | 27.6 | 29.8 | 32 | 35.75 | 39.5 | 43.25 | 47 | 53.8333 | 60.6667 | 66.3749 | 68.5341 | 70.6933 | 72.8525 | 74.5784 | 76.3043 | 75.873 | 75.4417 | 75.0104 | 74.7791 | 74.5478 | 67.3949 | 60.2421 | 53.0893
N-1 | #REF! | Available Flex-1 | #REF! | #REF! | #REF! | #REF! | #REF! | #REF! | #REF! | #REF! | #REF! | #REF! | #REF! | #REF! | #REF! | #REF! | #REF! | #REF! | #REF! | #REF! | #REF! | #REF! | #REF! | #REF! | #REF! | #REF! | #REF! | #REF! | #REF!
N-1 | #REF! | Available Flex-2 | #REF! | #REF! | #REF! | #REF! | #REF! | #REF! | #REF! | #REF! | #REF! | #REF! | #REF! | #REF! | #REF! | #REF! | #REF! | #REF! | #REF! | #REF! | #REF! | #REF! | #REF! | #REF! | #REF! | #REF! | #REF! | #REF! | #REF!
N-0 | 6391.5806 | EENS | 22.2 | 65.8 | 102.72 | 139.64 | 176.56 | 213.48 | 250.4 | 348.675 | 446.95 | 545.225 | 643.5 | 904.9167 | 1166.3333 | 1403.9516 | 1524.2735 | 1644.5953 | 1764.9171 | 2018.3023 | 2271.6875 | 2368.6534 | 2465.6192 | 2562.5851 | 2690.111 | 2817.6369 | 2608.211 | 2398.7851 | 2189.3592
N-0 | 464.1398 | IP | 13 | 27 | 34.52 | 42.04 | 49.56 | 57.08 | 64.6 | 75.025 | 85.45 | 95.875 | 106.3 | 120.25 | 134.2 | 124.3516 | 103.6729 | 82.9942 | 62.3155 | 38.8868 | 15.4581 | -0.22735 | -15.9128 | -31.5982 | -50.0037 | -68.4091 | -78.7226 | -89.0361 | -99.3497
N-0 | 371.0863 | SAIDI | 0.047254 | 0.28012 | 0.59718 | 0.91425 | 1.2313 | 1.5484 | 1.8655 | 3.7961 | 5.7267 | 7.6574 | 9.588 | 22.5073 | 35.4267 | 48.3243 | 60.3153 | 72.3064 | 84.2974 | 113.1536 | 142.0098 | 166.6519 | 191.294 | 215.9361 | 267.0012 | 318.0663 | 351.7803 | 385.4943 | 419.2084
N-0 | 7.1441 | SAIFI | 0.023627 | 0.070029 | 0.10932 | 0.14861 | 0.18791 | 0.2272 | 0.26649 | 0.37108 | 0.47567 | 0.58027 | 0.68486 | 0.96307 | 1.2413 | 1.4978 | 1.6471 | 1.7964 | 1.9458 | 2.2367 | 2.5277 | 2.6757 | 2.8238 | 2.9719 | 3.1525 | 3.3331 | 3.2059 | 3.0787 | 2.9515
N-0 | 129.4592 | PFD | 2 | 4 | 4.6 | 5.2 | 5.8 | 6.4 | 7 | 8.75 | 10.5 | 12.25 | 14 | 17.8333 | 21.6667 | 24.5 | 27.1333 | 29.7667 | 32.4 | 34.4 | 36.4 | 38 | 39.6 | 41.2 | 44.4 | 47.6 | 48.7333 | 49.8667 | 51
Monetized Benefits for Alternative
Residential | Cost of Reliability (N-1) | $/kWh | 4.4933 | 4.6057 | 4.7208 | 4.8388 | 4.9598 | 5.0838 | 5.2109 | 5.3412 | 5.4747 | 5.6115 | 5.7518 | 5.8956 | 6.043 | 6.1941 | 6.349 | 6.5077 | 6.6704 | 6.8371 | 7.0081 | 7.1833 | 7.3628 | 7.5469 | 7.7356 | 7.929 | 8.1272 | 8.3304 | 8.5386
Residential | Cost of Reliability (N-0) | $/kWh | 3.792 | 3.8868 | 3.984 | 4.0836 | 4.1857 | 4.2903 | 4.3976 | 4.5075 | 4.6202 | 4.7357 | 4.8541 | 4.9754 | 5.0998 | 5.2273 | 5.358 | 5.4919 | 5.6292 | 5.77 | 5.9142 | 6.0621 | 6.2136 | 6.369 | 6.5282 | 6.6914 | 6.8587 | 7.0302 | 7.2059
Commerical | Cost of Reliability (N-1) | $/kWh | 166.5977 | 170.7626 | 175.0317 | 179.4075 | 183.8927 | 188.49 | 193.2022 | 198.0323 | 202.9831 | 208.0577 | 213.2591 | 218.5906 | 224.0553 | 229.6567 | 235.3981 | 241.2831 | 247.3152 | 253.4981 | 259.8355 | 266.3314 | 272.9897 | 279.8144 | 286.8098 | 293.98 | 301.3295 | 308.8628 | 316.5843
Commerical | Cost of Reliability (N-0) | $/kWh | 153.8372 | 157.6831 | 161.6252 | 165.6658 | 169.8075 | 174.0527 | 178.404 | 182.8641 | 187.4357 | 192.1216 | 196.9246 | 201.8477 | 206.8939 | 212.0663 | 217.3679 | 222.8021 | 228.3722 | 234.0815 | 239.9335 | 245.9319 | 252.0802 | 258.3822 | 264.8417 | 271.4628 | 278.2493 | 285.2056 | 292.3357
Residential (N-1) | EENS | #REF! | #REF! | #REF! | #REF! | #REF! | #REF! | #REF! | #REF! | #REF! | #REF! | #REF! | #REF! | #REF! | #REF! | #REF! | #REF! | #REF! | #REF! | #REF! | #REF! | #REF! | #REF! | #REF! | #REF! | #REF! | #REF! | #REF! | #REF!
Commerical(N-1) | EENS | #REF! | #REF! | #REF! | #REF! | #REF! | #REF! | #REF! | #REF! | #REF! | #REF! | #REF! | #REF! | #REF! | #REF! | #REF! | #REF! | #REF! | #REF! | #REF! | #REF! | #REF! | #REF! | #REF! | #REF! | #REF! | #REF! | #REF! | #REF!
Aggregate | EENS | #REF! | #REF! | #REF! | #REF! | #REF! | #REF! | #REF! | #REF! | #REF! | #REF! | #REF! | #REF! | #REF! | #REF! | #REF! | #REF! | #REF! | #REF! | #REF! | #REF! | #REF! | #REF! | #REF! | #REF! | #REF! | #REF! | #REF! | #REF!
Residential (N-0) | EENS | #REF! | #REF! | #REF! | #REF! | #REF! | #REF! | #REF! | #REF! | #REF! | #REF! | #REF! | #REF! | #REF! | #REF! | #REF! | #REF! | #REF! | #REF! | #REF! | #REF! | #REF! | #REF! | #REF! | #REF! | #REF! | #REF! | #REF! | #REF!
Commerical(N-0) | EENS | #REF! | #REF! | #REF! | #REF! | #REF! | #REF! | #REF! | #REF! | #REF! | #REF! | #REF! | #REF! | #REF! | #REF! | #REF! | #REF! | #REF! | #REF! | #REF! | #REF! | #REF! | #REF! | #REF! | #REF! | #REF! | #REF! | #REF! | #REF!
Aggregate | EENS | #REF! | #REF! | #REF! | #REF! | #REF! | #REF! | #REF! | #REF! | #REF! | #REF! | #REF! | #REF! | #REF! | #REF! | #REF! | #REF! | #REF! | #REF! | #REF! | #REF! | #REF! | #REF! | #REF! | #REF! | #REF! | #REF! | #REF! | #REF!
Residential (N-1) | Value for Flex-1 | #REF! | #REF! | #REF! | #REF! | #REF! | #REF! | #REF! | #REF! | #REF! | #REF! | #REF! | #REF! | #REF! | #REF! | #REF! | #REF! | #REF! | #REF! | #REF! | #REF! | #REF! | #REF! | #REF! | #REF! | #REF! | #REF! | #REF! | #REF!
Commerical(N-1) | Value for Flex-1 | #REF! | #REF! | #REF! | #REF! | #REF! | #REF! | #REF! | #REF! | #REF! | #REF! | #REF! | #REF! | #REF! | #REF! | #REF! | #REF! | #REF! | #REF! | #REF! | #REF! | #REF! | #REF! | #REF! | #REF! | #REF! | #REF! | #REF! | #REF!
Aggregate | Value for Flex-1 | #REF! | #REF! | #REF! | #REF! | #REF! | #REF! | #REF! | #REF! | #REF! | #REF! | #REF! | #REF! | #REF! | #REF! | #REF! | #REF! | #REF! | #REF! | #REF! | #REF! | #REF! | #REF! | #REF! | #REF! | #REF! | #REF! | #REF! | #REF!
Residential (N-1) | Value for Flex-2 | #REF! | #REF! | #REF! | #REF! | #REF! | #REF! | #REF! | #REF! | #REF! | #REF! | #REF! | #REF! | #REF! | #REF! | #REF! | #REF! | #REF! | #REF! | #REF! | #REF! | #REF! | #REF! | #REF! | #REF! | #REF! | #REF! | #REF! | #REF!
Commerical(N-1) | Value for Flex-2 | #REF! | #REF! | #REF! | #REF! | #REF! | #REF! | #REF! | #REF! | #REF! | #REF! | #REF! | #REF! | #REF! | #REF! | #REF! | #REF! | #REF! | #REF! | #REF! | #REF! | #REF! | #REF! | #REF! | #REF! | #REF! | #REF! | #REF! | #REF!
Aggregate | Value for Flex-2 | #REF! | #REF! | #REF! | #REF! | #REF! | #REF! | #REF! | #REF! | #REF! | #REF! | #REF! | #REF! | #REF! | #REF! | #REF! | #REF! | #REF! | #REF! | #REF! | #REF! | #REF! | #REF! | #REF! | #REF! | #REF! | #REF! | #REF! | #REF!
Aggregate |  | #REF! | #REF! | #REF! | #REF! | #REF! | #REF! | #REF! | #REF! | #REF! | #REF! | #REF! | #REF! | #REF! | #REF! | #REF! | #REF! | #REF! | #REF! | #REF! | #REF! | #REF! | #REF! | #REF! | #REF! | #REF! | #REF! | #REF! | #REF!
Project Cost |  | #REF!
Benefit-Cost Ratio |  | #REF!

## 8 - Distributed Storage - 50% (hidden)
10% Distributed Storage
| Equipment Categories All costs are $x1,000 | [6 empty] | Units | kV | Cost | Adjusted Cost
1 | New Substation Equipment
| 500kV |  | Complete Loop-in Substation, equipped with one line position to terminate a single tie |  |  |  | 36194.3937 | 0 |  | 0
| 115kV |  | Complete Loop-in Substation, equipped with one line position to terminate a single tie |  |  |  | 4403.9172 | 1 |  | 4403.9172
| 230kV |  | Complete Loop-in Substation, equipped with one line position to terminate a single tie |  |  |  | 17710.3457 | 0 |  | 0
2 | Transformer Banks
| 500/115 kV 1-3 Phase |  | Unit cost of transformer banks reflects cost of the highest MVA rated transformer for the given voltage. |  |  |  | 24748.4568 | 0 |  | 0
| 230/115 kV |  | Unit cost of transformer banks reflects cost of the highest MVA rated transformer for the given voltage. |  |  |  | 8756.8817 | 1 |  | 8756.8817
kV
3 | Line Positions to terminate ties and Transformer Bank positions |  |  |  | 230 | 500 | 115
| Single Breaker (add third breaker to breaker and a half) |  |  |  | 2145.4637 | 5398.3718 | 1437.1815 | 0 | 115 | 0
| Breaker and a half (2CB) |  |  |  | 3607.9737 | 8587.7771 | 2149.8636 | 0 | 230 | 0
| Breaker and a half (3CB) |  |  |  | 5291.2883 | 12131.4222 | 3436.5983 | 1 | 115 | 3436.5983
| Double Operating Bus Sections - 2 bus extensions, spanning 4 positions |  | Used in substation expansion |  | 540.3386 |  | 252.4804 | 0 | 115 | 0
4 | Shunt Capacitors | [5 empty] | 2006.8433 | 0 |  | 0
5 | Fiber optic cable on existing poles | /mile |  |  |  | 99 | 99 | 0 |  | 0
| Fiber optic cable on new poles | /mile |  |  |  | 134 | 134 | 0
6 | Single Circuit, Lattice Tower | /mile |  |  | 2897.3658 | 4578.5833 | 1815.3927 | 0 | 115 | 0 | 0
[5 empty] | 2897.3658 | 4578.5833 | 1815.3927 | 0 | 115 | 0 | 0
| Double Circuit, Strung on both sides, Lattice Tower | /mile |  |  | 4494.8333 | 9381.7495 | 2174.744
| Rebuild/reconductor existing single circuit line section - Metropolitan | /mile |  |  |  |  | 1381.7727 | 0 |  | 0
| Rebuild/reconductor existing double circuit line section - Metropolitan | /mile |  |  |  |  | 1454.8259 | 0 |  | 0
7 | Disconnect switches (incl. steel structures and foundations) |  |  |  | 3326.9104 | 19935.5969 | 105.461 | 0 | 115 | 0 |  | T&D Costs | 16597.3971
8 | Energy Storage |  |  |  |  | Base price
2024 | Battery Price (Power) | $/kW |  |  |  | 175 | #REF! | 614.4801 |  | #REF!
2024 | Battery Price (Energy) | $/kWh |  |  |  | 310 | #REF! | 1228.9601 |  | #REF!
2024 | Battery Price (Energy uprate) | $/kWh |  |  |  | 310 | #REF! | 1439.9227 |  | #REF!
[12 empty] | ESS-1 | #REF!
2030 | Battery Price (Power) | $/kW |  |  |  | #REF! | #REF! | 35.6537 |  | #REF!
2030 | Battery Price (Energy) | $/kWh |  |  |  | #REF! | #REF! | 71.3073 |  | #REF!
2030 | Battery Price (Energy uprate) | $/kWh |  |  |  | #REF! | #REF! | 289.6916 |  | #REF!
[12 empty] | ESS-2 | #REF!
[12 empty] | ESS-2 W escalation | #REF!
2035 | Battery Price (Power) | $/kW |  |  |  | #REF! | #REF! | 37.9282 |  | #REF!
2035 | Battery Price (Energy) | $/kWh |  |  |  | #REF! | #REF! | 75.8564 |  | #REF!
2035 | Battery Price (Energy uprate) | $/kWh |  |  |  | #REF! | #REF! | 302.1359 |  | #REF!
2035 | Inverter Replacement | $/kW | [5 empty] | 614.4801 |  | #REF! |  | ESS-3 | #REF!
[12 empty] | ESS-3 W escalation | #REF!
2040 | Battery Price (Power) | $/kW |  |  |  | #REF! | #REF! | 40.36 |  | #REF!
2040 | Battery Price (Energy) | $/kWh |  |  |  | #REF! | #REF! | 80.7199 |  | #REF!
2040 | Battery Price (Energy uprate) | $/kWh |  |  |  | #REF! | #REF! | 315.4008 |  | #REF!
2040 | Inverter Replacement | MW | [5 empty] | 35.6537 |  | #REF! |  | ESS-4 | #REF!
2040 | Battery Replacement | Cost in $ | [5 empty] | #REF! |  | #REF! |  | ESS-4 W escalation | #REF!
2045 | Battery Price (Power) | $/kW |  |  |  | #REF! | #REF! | 25.4529 |  | #REF!
2045 | Battery Price (Energy) | $/kWh |  |  |  | #REF! | #REF! | 50.9059 |  | #REF!
2045 | Battery Price (Energy uprate) | $/kWh |  |  |  | #REF! | #REF! | 290.8851 |  | #REF!
2045 | Inverter Replacement | MW | [5 empty] | 37.9282 |  | #REF!
2045 | Battery Replacement | Cost in $ | [5 empty] | #REF! |  | #REF!
[12 empty] | ESS-5 | #REF!
[12 empty] | ESS-5 w escalation | #REF!
| Total Cost | [8 empty] | 516040.796
| Total Cost with Contingency | [8 empty] | #REF!
| Total Cost with SCE Escalation Rate | [8 empty] | #REF!
Factor Amounts: |  |  |  |  | Low Impact factors: |  |  | Medium Impact factors: |  |  | High Impact factors:
| Terrain (CAISO per unit costs) |  |  |  | 1.0X to 1.25X |  |  | 1.35X to 1.50X |  |  | 2.0X to 3.0X
| Terrain (User specified) |  |  |  |  | 1.25 |  |  | 1.5 |  |  | 2
| Population density (CAISO per unit costs) |  |  |  |  | 1.00X to 1.10X |  |  | 1.33X |  |  | 1.67X
| Population density(User specified) |  |  |  |  | 1.1 |  |  | 1.33 |  |  | 1.67
| Weather study (CAISO per unit costs) |  |  |  |  | 1.35X |  |  | 1.45X |  |  | 1.60X
| Weather study(User specified) |  |  |  |  | 1.35 |  |  | 1.45 |  |  | 1.6
| Factor Type |  |  | Explanation of Factor issues and Factor multipliers
| Terrain |  |  | Going from flat to mountainous terrain increases the cost of a transmission line. Terrain influences where structures are located, how many structures will be required and which type (strength) of structures will be required. As terrain becomes more rugged, access to the site and construction also gets more complex.
| Population density |  |  | Population and land use effect the cost of a transmission line. Structure quantities may be increased and/or made taller in more populated areas for aesthetic purposes, EMF mitigation efforts or due to crossings. Construction activities may also be impacted by physical constraints and work hour restrictions.
| Weather study |  |  | Transmission line costs increase as weather loading conditions increase. Wind and ice increase the loading on transmission structures which may require stronger structure types or an increased number of structures to reduce the span lengths.
[5 empty] | 2018 | 2019 | 2020 | 2021 | 2022 | 2023 | 2024 | 2025 | 2026 | 2027 | 2028 | 2030 and beyond
|  |  |  | Escalation Rate | 2.696% | 2.138% | 2.556% | 2.352% | 2.287% | 2.333% | 2.249% | 2.332% | 2.295% | 2.01% | 2.212% | 0.023
|  |  |  | Escalation Factors | 1 | 1.0214 | 1.0475 | 1.0721 | 1.0966 | 1.1222 | 1.1475 | 1.1742 | 1.2012 | 1.2253 | 1.2524 | 1.2812
| Contingency Factor |  | #REF!
| Contingency Factor for battery | Power | #REF!
|  | Energy | #REF!
Notes
| Contingency Factor included to account for the following considerations |  |  |  | 2018: The SDGE project has been ranked as high impact due to terrain and population, primarily driven by the complications associated with traversing the Pechanga Reservation
o Review of customer/developer existing and proposed plans (i.e. surveyed base map, street/land
improvements, profiles, grading, overhead & underground utilities, temp construction roads &
laydown/staging yards, etc.)
o Property rights study
o Right-of-way improvements/acquisitions (i.e. easements, access/maintenance roads, grading, etc.)
o GO 131-D engineering/permitting per CEQA requirements
o Non-GO 131-D Permitting (i.e. Railroad, City, County, State, Federal Agency, etc.)
o Governing regulation impacts (i.e. CPUC, FERC, OSHA, etc.)
o Environmental study and mitigations
o EMF study and potential reduction mitigations as required by the CPUC
o Geotechnical investigation and mitigations
o Surveys
o Potholing
o Traffic plans/control
o Concrete and/or asphalt repairs
o Associated SCE Substation work (i.e. breaker replacements, switch-rack position relocations, etc.)
o Associated SCE Distribution voltage under-build work (i.e. 16 kV, 12 kV, 4 kV, and secondary
conductors)
o Associated SCE Telecommunication under-build work
o Associated 3rd Party Joint Owners and renters/tenants under-build work (i.e. cable TV,
communication cable, fiber optic, etc.)
o Conflicts associated with other projects in the same geographical area or electrical system
o Availability of line outages required for construction
Unit costs exclude Licensing.
| ESS O&M | #REF! | $/kWh
| + | 1% | of EPC Cost |  | 2020: Add contingency for battery value
| Price Escalation | 2.5% |  |  | 2020: Battery cost reduction = 0%, global factor, and what it changes
| T&D Annual OPEX | #REF! |  |  | 2020: Include 2% into battery price escalation
| Inverter Replacement Cost | #REF! | $/kWh |  | 2020: Make the significant digits, 1000$ of dollars
| Battery Replacement Cost | #REF! | % Capex |  | 2020: shift it to 99 instead of 90, not take actual MW
| Annual Battery Cost Change | #REF!
| Price Stabizes in | #REF!
| Calendar Time (Year) | 2022 | 2023 | 2024 | 2025 | 2026 | 2027 | 2028 | 2029 | 2030 | 2031 | 2032 | 2033 | 2034 | 2035 | 2036 | 2037 | 2038 | 2039 | 2040 | 2041 | 2042 | 2043 | 2044 | 2045 | 2046 | 2047 | 2048
| O&M ESS | #REF! | #REF! | #REF! | #REF! | #REF! | #REF! | #REF! | #REF! | #REF! | #REF! | #REF! | #REF! | #REF! | #REF! | #REF! | #REF! | #REF! | #REF! | #REF! | #REF! | #REF! | #REF! | #REF! | #REF! | #REF! | #REF! | #REF!
| O&M ESS Augment | 0 | 0 | 0 | 0 | 0 | 0 | 0 | 0 | #REF! | 0 | 0 | 0 | 0 | #REF! | 0 | 0 | 0 | 0 | #REF! | 0 | 0 | 0 | 0 | #REF! | 0 | 0 | 0
| O&M T&D | #REF! | #REF! | #REF! | #REF! | #REF! | #REF! | #REF! | #REF! | #REF! | #REF! | #REF! | #REF! | #REF! | #REF! | #REF! | #REF! | #REF! | #REF! | #REF! | #REF! | #REF! | #REF! | #REF! | #REF! | #REF! | #REF! | #REF!
| Total O&M Costs | #REF! | #REF! | #REF! | #REF! | #REF! | #REF! | #REF! | #REF! | #REF! | #REF! | #REF! | #REF! | #REF! | #REF! | #REF! | #REF! | #REF! | #REF! | #REF! | #REF! | #REF! | #REF! | #REF! | #REF! | #REF! | #REF! | #REF!
| Initial CapEx costs | #REF! | 0 | 0 | 0 | 0 | 0 | 0 | 0 | 0 | 0 | 0 | 0 | 0 | 0 | 0 | 0 | 0 | 0 | 0 | 0 | 0 | 0 | 0 | 0 | 0 | 0 | 0
| Incremental costs | 0 | 0 | 0 | 0 | 0 | 0 | 0 | 0 | #REF! | 0 | 0 | 0 | 0 | #REF! | 0 | 0 | 0 | 0 | #REF! | 0 | 0 | 0 | 0 | #REF! | 0 | 0 | 0
| Total Costs | #REF! | #REF! | #REF! | #REF! | #REF! | #REF! | #REF! | #REF! | #REF! | #REF! | #REF! | #REF! | #REF! | #REF! | #REF! | #REF! | #REF! | #REF! | #REF! | #REF! | #REF! | #REF! | #REF! | #REF! | #REF! | #REF! | #REF!
| NPV | #REF! 2022: #REF!
| Aggregate | #REF! 2022: #REF!
|  | 2022 | 2023 | 2024 | 2025 | 2026 | 2027 | 2028 | 2029 | 2030 | 2031 | 2032 | 2033 | 2034 | 2035 | 2036 | 2037 | 2038 | 2039 | 2040 | 2041 | 2042 | 2043 | 2044 | 2045 | 2046 | 2047 | 2048
| MW | 561.8036 | 6.3057 | 6.3833 | 6.4619 | 6.5415 | 6.6222 | 6.704 | 6.7869 | 6.8709 | 6.9559 | 7.0422 | 7.1296 | 7.2181 | 7.3079 | 7.3988 | 7.491 | 7.5844 | 7.679 | 7.775 | 7.8722 | 7.9708 | 8.0706 | 8.1719 | 8.2745 | 8.3784 | 8.4838 | 8.5907
| MWh | 1123.6072 | 12.6115 | 12.7666 | 12.9238 | 13.0831 | 13.2445 | 13.408 | 13.5738 | 13.7417 | 13.9119 | 14.0844 | 14.2591 | 14.4362 | 14.6157 | 14.7976 | 14.982 | 15.1688 | 15.3581 | 15.55 | 15.7444 | 15.9415 | 16.1413 | 16.3437 | 16.5489 | 16.7569 | 16.9677 | 17.1813
| MWh uprate | 1146.0793 | 35.3359 | 35.7463 | 36.162 | 36.5829 | 37.0092 | 37.4409 | 37.8781 | 38.3209 | 38.7693 | 39.2235 | 39.6834 | 40.1493 | 40.6211 | 41.0989 | 41.5829 | 42.0731 | 42.5696 | 43.0725 | 43.5818 | 44.0977 | 44.6203 | 45.1496 | 45.6858 | 46.2289 | 46.779 | 47.3363
| Battery price | 175 | 175 | 175 | 175 | 175 | 175 | 175 | 175 | 142.6902 | 142.6902 | 142.6902 | 142.6902 | 142.6902 | 142.6902 | 142.6902 | 142.6902 | 142.6902 | 142.6902 | 142.6902 | 142.6902 | 142.6902 | 142.6902 | 142.6902 | 142.6902 | 142.6902 | 142.6902 | 142.6902
| Energy price | 350 | 350 | 350 | 350 | 350 | 350 | 350 | 350 | 285.3804 | 285.3804 | 285.3804 | 285.3804 | 285.3804 | 285.3804 | 285.3804 | 285.3804 | 285.3804 | 285.3804 | 285.3804 | 285.3804 | 285.3804 | 285.3804 | 285.3804 | 285.3804 | 285.3804 | 285.3804 | 285.3804
| Inverter replacement MW | [10 empty] | 561.8036 | 6.3057 | 6.3833 | 6.4619 | 6.5415 | 6.6222 | 6.704 | 6.7869 | 6.8709 | 6.9559 | 7.0422 | 7.1296 | 7.2181 | 7.3079 | 7.3988 | 7.491 | 7.5844
| Battery costs | 499443.3989 | 13471.0522 | 13628.2875 | 13787.5248 | 13948.7916 | 14112.1156 | 14277.5253 | 14445.0491 | 11916.4406 | 12056.5542 | 12198.4638 | 12342.1943 | 12487.7707 | 12635.2187 | 12784.564 | 12935.8329 | 13089.0522 | 13244.2488 | 13401.4501 | 13560.6841 | 13721.979 | 13885.3635 | 14050.8667 | 14218.5181 | 14388.3478 | 14560.3861 | 14734.664
| Inverter replacement costs | [10 empty] | 80163.8802 | 899.7673 | 910.835 | 922.0497 | 933.4136 | 944.9288 | 956.5973 | 968.4214 | 980.4034 | 992.5454 | 1004.8497 | 1017.3187 | 1029.9547 | 1042.7601 | 1055.7374 | 1068.889 | 1082.2173
| Initial CapEx costs | #REF! 2022: #REF!
| Battery replacement costs | #REF! 2042: 249721.6995; #REF! 2043: 6735.5261; #REF! 2044: 6814.1437; #REF! 2045: 6893.7624; #REF! 2046: 6974.3958; #REF! 2047: 7056.0578; #REF! 2048: 7138.7626
| O&M ESS | #REF! | #REF! | #REF! | #REF! | #REF! | #REF! | #REF! | #REF! | #REF! | #REF! | #REF! | #REF! | #REF! | #REF! | #REF! | #REF! | #REF! | #REF! | #REF! | #REF! | #REF! | #REF! | #REF! | #REF! | #REF! | #REF! | #REF!
| O&M ESS Augment |  | #REF! | #REF! | #REF! | #REF! | #REF! | #REF! | #REF! | #REF! | #REF! | #REF! | #REF! | #REF! | #REF! | #REF! | #REF! | #REF! | #REF! | #REF! | #REF! | #REF! | #REF! | #REF! | #REF! | #REF! | #REF! | #REF!
| Total O&M Costs | #REF! | #REF! | #REF! | #REF! | #REF! | #REF! | #REF! | #REF! | #REF! | #REF! | #REF! | #REF! | #REF! | #REF! | #REF! | #REF! | #REF! | #REF! | #REF! | #REF! | #REF! | #REF! | #REF! | #REF! | #REF! | #REF! | #REF!
| Total costs | #REF! | #REF! | #REF! | #REF! | #REF! | #REF! | #REF! | #REF! | #REF! | #REF! | #REF! | #REF! | #REF! | #REF! | #REF! | #REF! | #REF! | #REF! | #REF! | #REF! | #REF! | #REF! | #REF! | #REF! | #REF! | #REF! | #REF!
| NPV | #REF! 2022: #REF!
| Aggregate | #REF! 2022: #REF!

## 8 - Cost Benefit -50% (hidden)
|  | Component | 2022 | 2023 | 2024 | 2025 | 2026 | 2027 | 2028 | 2029 | 2030 | 2031 | 2032 | 2033 | 2034 | 2035 | 2036 | 2037 | 2038 | 2039 | 2040 | 2041 | 2042 | 2043 | 2044 | 2045 | 2046 | 2047 | 2048
| Baseline | Losses (MWh) | 49667 | 50103.7904 | 50540.5808 | 50977.3712 | 51414.1615 | 51850.9519 | 52287.7423 | 52724.5327 | 53161.3231 | 53598.1135 | 54034.9038 | 54471.6942 | 54908.4846 | 55345.275 | 55782.0654 | 56218.8558 | 56655.6462 | 57092.4365 | 57529.2269 | 57966.0173 | 58402.8077 | 58839.5981 | 59276.3885 | 59713.1788 | 60149.9692 | 60586.7596 | 61023.55
N-1 |  | EENS | 10 | 20.5 | 29.88 | 39.26 | 48.64 | 58.02 | 67.4 | 91.45 | 115.5 | 139.55 | 163.6 | 249.4667 | 335.3333 | 421.2 | 507.0667 | 592.9333 | 678.8 | 893.22 | 1107.64 | 1322.06 | 1536.48 | 1595.6 | 1841.08 | 2086.56 | 2332.04 | 2577.52 | 2823
N-1 |  | IP | 2 | 3 | 4.68 | 6.36 | 8.04 | 9.72 | 11.4 | 13.2 | 15 | 16.8 | 18.6 | 21.35 | 24.1 | 26.85 | 29.6 | 32.35 | 35.1 | 37.14 | 39.18 | 41.22 | 43.26 | 45.3 | 49.92 | 54.54 | 59.16 | 63.78 | 68.4
N-1 |  | SAIDI | 0.084812 | 0.24283 | 0.34046 | 0.43809 | 0.53572 | 0.63335 | 0.73098 | 1.1655 | 1.5999 | 2.0344 | 2.4689 | 6.1188 | 9.7688 | 13.4187 | 17.0687 | 20.7186 | 24.3686 | 38.1776 | 51.9865 | 65.7955 | 79.6045 | 93.4135 | 125.5074 | 157.6012 | 189.6951 | 221.789 | 253.8829
N-1 |  | SAIFI | 0.006058 | 0.017772 | 0.025047 | 0.032322 | 0.039597 | 0.046872 | 0.054147 | 0.073799 | 0.093451 | 0.1131 | 0.13275 | 0.20938 | 0.286 | 0.36262 | 0.43924 | 0.51587 | 0.59249 | 0.75647 | 0.92046 | 1.0844 | 1.2484 | 1.4124 | 1.6369 | 1.8614 | 2.0859 | 2.3103 | 2.5348
N-1 |  | PFD | 14 | 21 | 23.2 | 25.4 | 27.6 | 29.8 | 32 | 35.75 | 39.5 | 43.25 | 47 | 53.8333 | 60.6667 | 67.5 | 74.3333 | 81.1667 | 88 | 94.4 | 100.8 | 107.2 | 113.6 | 120 | 126.6 | 133.2 | 139.8 | 146.4 | 153
N-1 |  | Available Flex-1 | #REF! | #REF! | #REF! | #REF! | #REF! | #REF! | #REF! | #REF! | #REF! | #REF! | #REF! | #REF! | #REF! | #REF! | #REF! | #REF! | #REF! | #REF! | #REF! | #REF! | #REF! | #REF! | #REF! | #REF! | #REF! | #REF! | #REF!
N-1 |  | Available Flex-2 | #REF! | #REF! | #REF! | #REF! | #REF! | #REF! | #REF! | #REF! | #REF! | #REF! | #REF! | #REF! | #REF! | #REF! | #REF! | #REF! | #REF! | #REF! | #REF! | #REF! | #REF! | #REF! | #REF! | #REF! | #REF! | #REF! | #REF!
N-0 |  | EENS | 22.2 | 65.8 | 102.72 | 139.64 | 176.56 | 213.48 | 250.4 | 348.675 | 446.95 | 545.225 | 643.5 | 904.9167 | 1166.3333 | 1427.75 | 1689.1667 | 1950.5833 | 2212 | 2606.48 | 3000.96 | 3395.44 | 3789.92 | 4184.4 | 4609.44 | 5034.48 | 5459.52 | 5884.56 | 6309.6
N-0 |  | IP | 13 | 27 | 34.52 | 42.04 | 49.56 | 57.08 | 64.6 | 75.025 | 85.45 | 95.875 | 106.3 | 120.25 | 134.2 | 148.15 | 162.1 | 176.05 | 190 | 201.2 | 212.4 | 223.6 | 234.8 | 246 | 254.48 | 262.96 | 271.44 | 279.92 | 288.4
N-0 |  | SAIDI | 0.047254 | 0.28012 | 0.59718 | 0.91425 | 1.2313 | 1.5484 | 1.8655 | 3.7961 | 5.7267 | 7.6574 | 9.588 | 22.5073 | 35.4267 | 48.346 | 61.2653 | 74.1847 | 87.104 | 116.8885 | 146.6729 | 176.4574 | 206.2418 | 236.0263 | 292.2337 | 348.4411 | 404.6486 | 460.856 | 517.0634
N-0 |  | SAIFI | 0.023627 | 0.070029 | 0.10932 | 0.14861 | 0.18791 | 0.2272 | 0.26649 | 0.37108 | 0.47567 | 0.58027 | 0.68486 | 0.96307 | 1.2413 | 1.5195 | 1.7977 | 2.0759 | 2.3542 | 2.774 | 3.1938 | 3.6137 | 4.0335 | 4.4533 | 4.9057 | 5.358 | 5.8104 | 6.2628 | 6.7151
N-0 |  | PFD | 2 | 4 | 4.6 | 5.2 | 5.8 | 6.4 | 7 | 8.75 | 10.5 | 12.25 | 14 | 17.8333 | 21.6667 | 25.5 | 29.3333 | 33.1667 | 37 | 40.2 | 43.4 | 46.6 | 49.8 | 53 | 57.8 | 62.6 | 67.4 | 72.2 | 77
|  | Component | 2022 | 2023 | 2024 | 2025 | 2026 | 2027 | 2028 | 2029 | 2030 | 2031 | 2032 | 2033 | 2034 | 2035 | 2036 | 2037 | 2038 | 2039 | 2040 | 2041 | 2042 | 2043 | 2044 | 2045 | 2046 | 2047 | 2048
| 30% Distributed Energy Storage | Losses (MWh) | 38659.7 | 39104.55 | 39252.8333 | 39104.55 | 39703.4761 | 40302.4022 | 40901.3283 | 41500.2543 | 42099.1804 | 42698.1065 | 43297.0326 | 43895.9587 | 44494.8848 | 45093.8109 | 45692.737 | 46291.663 | 46890.5891 | 47489.5152 | 48088.4413 | 48687.3674 | 49286.2935 | 49885.2196 | 50484.1457 | 51083.0717 | 51681.9978 | 52280.9239 | 52879.85
N-1 |  | EENS | 0 | 0 | 0 | 0 | 0 | 0 | 0 | 0 | 0 | 0 | 0 | 0 | 0 | 0 | 0 | 0 | 0 | 0 | 0 | 0 | 0 | 0 | 0 | 280.7262 | 426.3705 | 572.0147 | 717.6589
N-1 |  | IP | 0 | 0 | 0 | 0 | 0 | 0 | 0 | 0 | 0 | 0 | 0 | 0 | 0 | 0 | 0 | 0 | 0 | 0 | 0 | 0 | 0 | 0 | 0 | 7.3378 | 10.6881 | 14.0383 | 17.3885
N-1 |  | SAIDI | 0 | 0 | 0 | 0 | 0 | 0 | 0 | 0 | 0 | 0 | 0 | 0 | 0 | 0 | 0 | 0 | 0 | 0 | 0 | 0 | 0 | 0 | 0 | 21.2037 | 35.6497 | 50.0957 | 64.5417
N-1 |  | SAIFI | 0 | 0 | 0 | 0 | 0 | 0 | 0 | 0 | 0 | 0 | 0 | 0 | 0 | 0 | 0 | 0 | 0 | 0 | 0 | 0 | 0 | 0 | 0 | 0.25043 | 0.38175 | 0.51308 | 0.6444
N-1 |  | PFD | 0 | 0 | 0 | 0 | 0 | 0 | 0 | 0 | 0 | 0 | 0 | 0 | 0 | 0 | 0 | 0 | 0 | 0 | 0 | 0 | 0 | 0 | 0 | 17.9208 | 24.9123 | 31.9039 | 38.8954
N-1 |  | Available Flex-1 | 8.07 | 430.1827 | 852.2954 | 1274.4081 | 1696.5208 | 2118.6335 | 2540.7462 | 2962.8588 | 3384.9715 | 3807.0842 | 4229.1969 | 4651.3096 | 5073.4223 | 5495.535 | 5917.6477 | 6339.7604 | 6761.8731 | 7183.9858 | 7606.0985 | 8028.2112 | 8450.3238 | 8872.4365 | 9294.5492 | 9716.6619 | 10138.7746 | 10560.8873 | 10983
N-1 |  | Available Flex-2 | 0 | 0 | 0 | 0 | 0 | 0 | 0 | 0 | 0 | 0 | 0 | 0 | 0 | 0 | 0 | 0 | 0 | 0 | 0 | 0 | 0 | 0 | 0 | 0 | 0 | 0 | 0
N-0 |  | EENS | 0 | 0 | 0 | 0 | 0 | 0 | 0 | 0 | 0 | 0 | 0 | 0 | 0 | 0 | 0 | 0 | 0 | 0 | 0 | 0 | 0 | 0 | 0 | 677.34 | 986.2324 | 1295.1249 | 1604.0173
N-0 |  | IP | 0 | 0 | 0 | 0 | 0 | 0 | 0 | 0 | 0 | 0 | 0 | 0 | 0 | 0 | 0 | 0 | 0 | 0 | 0 | 0 | 0 | 0 | 0 | 207.573 | 246.0177 | 284.4623 | 322.907
N-0 |  | SAIDI | 0 | 0 | 0 | 0 | 0 | 0 | 0 | 0 | 0 | 0 | 0 | 0 | 0 | 0 | 0 | 0 | 0 | 0 | 0 | 0 | 0 | 0 | 0 | 3.7123 | 6.8705 | 10.0286 | 13.1868
N-0 |  | SAIFI | 0 | 0 | 0 | 0 | 0 | 0 | 0 | 0 | 0 | 0 | 0 | 0 | 0 | 0 | 0 | 0 | 0 | 0 | 0 | 0 | 0 | 0 | 0 | 0.61872 | 0.90088 | 1.183 | 1.4652
N-0 |  | PFD | 0 | 0 | 0 | 0 | 0 | 0 | 0 | 0 | 0 | 0 | 0 | 0 | 0 | 0 | 0 | 0 | 0 | 0 | 0 | 0 | 0 | 0 | 0 | 6 | 7 | 8 | 9
|  | LMP | 40 | 41 | 42.025 | 43.0756 | 44.1525 | 45.2563 | 46.3877 | 47.5474 | 48.7361 | 49.9545 | 51.2034 | 52.4835 | 53.7956 | 55.1404 | 56.519 | 57.9319 | 59.3802 | 60.8647 | 62.3863 | 63.946 | 65.5447 | 67.1833 | 68.8629 | 70.5844 | 72.349 | 74.1578 | 76.0117
Comparison to Baseline
| NPV of benefit | Component |  |  |  | 2025 | 2026 | 2027 | 2028 | 2029 | 2030 | 2031 | 2032 | 2033 | 2034 | 2035 | 2036 | 2037 | 2038 | 2039 | 2040 | 2041 | 2042 | 2043 | 2044 | 2045 | 2046 | 2047 | 2048
| 99746.9179 | Losses (MWh) | 11007.3 | 10999.2404 | 11287.7474 | 11872.8212 | 11710.6855 | 11548.5497 | 11386.414 | 11224.2783 | 11062.1426 | 10900.0069 | 10737.8712 | 10575.7355 | 10413.5998 | 10251.4641 | 10089.3284 | 9927.1927 | 9765.057 | 9602.9213 | 9440.7856 | 9278.6499 | 9116.5142 | 8954.3785 | 8792.2428 | 8630.1071 | 8467.9714 | 8305.8357 | 8143.7
| 4839586.7232 | Losses ($) | 440292 | 450968.8558 | 474367.586 | 511429.1917 | 517056.2224 | 522644.9613 | 528189.9771 | 533685.5905 | 539125.8659 | 544504.6016 | 549815.3203 | 555051.2597 | 560205.3614 | 565270.2612 | 570238.2776 | 575101.4009 | 579851.2815 | 584479.2177 | 588976.1437 | 593332.6165 | 597538.8028 | 601584.4655 | 605458.9496 | 609151.1677 | 612649.5848 | 615942.2033 | 619016.5467
N-1 | 2883.4982 | EENS | 10 | 20.5 | 29.88 | 39.26 | 48.64 | 58.02 | 67.4 | 91.45 | 115.5 | 139.55 | 163.6 | 249.4667 | 335.3333 | 421.2 | 507.0667 | 592.9333 | 678.8 | 893.22 | 1107.64 | 1322.06 | 1536.48 | 1595.6 | 1841.08 | 1805.8338 | 1905.6695 | 2005.5053 | 2105.3411
N-1 | 149.4566 | IP | 2 | 3 | 4.68 | 6.36 | 8.04 | 9.72 | 11.4 | 13.2 | 15 | 16.8 | 18.6 | 21.35 | 24.1 | 26.85 | 29.6 | 32.35 | 35.1 | 37.14 | 39.18 | 41.22 | 43.26 | 45.3 | 49.92 | 47.2022 | 48.4719 | 49.7417 | 51.0115
N-1 | 144.809 | SAIDI | 0.084812 | 0.24283 | 0.34046 | 0.43809 | 0.53572 | 0.63335 | 0.73098 | 1.1655 | 1.5999 | 2.0344 | 2.4689 | 6.1188 | 9.7688 | 13.4187 | 17.0687 | 20.7186 | 24.3686 | 38.1776 | 51.9865 | 65.7955 | 79.6045 | 93.4135 | 125.5074 | 136.3975 | 154.0454 | 171.6933 | 189.3411
N-1 | 2.4724 | SAIFI | 0.006058 | 0.017772 | 0.025047 | 0.032322 | 0.039597 | 0.046872 | 0.054147 | 0.073799 | 0.093451 | 0.1131 | 0.13275 | 0.20938 | 0.286 | 0.36262 | 0.43924 | 0.51587 | 0.59249 | 0.75647 | 0.92046 | 1.0844 | 1.2484 | 1.4124 | 1.6369 | 1.6109 | 1.7041 | 1.7973 | 1.8904
N-1 | 421.4327 | PFD | 14 | 21 | 23.2 | 25.4 | 27.6 | 29.8 | 32 | 35.75 | 39.5 | 43.25 | 47 | 53.8333 | 60.6667 | 67.5 | 74.3333 | 81.1667 | 88 | 94.4 | 100.8 | 107.2 | 113.6 | 120 | 126.6 | 115.2792 | 114.8877 | 114.4961 | 114.1046
N-1 | #REF! | Available Flex-1 | #REF! | #REF! | #REF! | #REF! | #REF! | #REF! | #REF! | #REF! | #REF! | #REF! | #REF! | #REF! | #REF! | #REF! | #REF! | #REF! | #REF! | #REF! | #REF! | #REF! | #REF! | #REF! | #REF! | #REF! | #REF! | #REF! | #REF!
N-1 | #REF! | Available Flex-2 | #REF! | #REF! | #REF! | #REF! | #REF! | #REF! | #REF! | #REF! | #REF! | #REF! | #REF! | #REF! | #REF! | #REF! | #REF! | #REF! | #REF! | #REF! | #REF! | #REF! | #REF! | #REF! | #REF! | #REF! | #REF! | #REF! | #REF!
N-0 | 8266.7338 | EENS | 22.2 | 65.8 | 102.72 | 139.64 | 176.56 | 213.48 | 250.4 | 348.675 | 446.95 | 545.225 | 643.5 | 904.9167 | 1166.3333 | 1427.75 | 1689.1667 | 1950.5833 | 2212 | 2606.48 | 3000.96 | 3395.44 | 3789.92 | 4184.4 | 4609.44 | 4357.14 | 4473.2876 | 4589.4351 | 4705.5827
N-0 | 760.7736 | IP | 13 | 27 | 34.52 | 42.04 | 49.56 | 57.08 | 64.6 | 75.025 | 85.45 | 95.875 | 106.3 | 120.25 | 134.2 | 148.15 | 162.1 | 176.05 | 190 | 201.2 | 212.4 | 223.6 | 234.8 | 246 | 254.48 | 55.387 | 25.4223 | -4.5423 | -34.507
N-0 | 401.3734 | SAIDI | 0.047254 | 0.28012 | 0.59718 | 0.91425 | 1.2313 | 1.5484 | 1.8655 | 3.7961 | 5.7267 | 7.6574 | 9.588 | 22.5073 | 35.4267 | 48.346 | 61.2653 | 74.1847 | 87.104 | 116.8885 | 146.6729 | 176.4574 | 206.2418 | 236.0263 | 292.2337 | 344.7288 | 397.7781 | 450.8274 | 503.8767
N-0 | 8.857 | SAIFI | 0.023627 | 0.070029 | 0.10932 | 0.14861 | 0.18791 | 0.2272 | 0.26649 | 0.37108 | 0.47567 | 0.58027 | 0.68486 | 0.96307 | 1.2413 | 1.5195 | 1.7977 | 2.0759 | 2.3542 | 2.774 | 3.1938 | 3.6137 | 4.0335 | 4.4533 | 4.9057 | 4.7393 | 4.9095 | 5.0797 | 5.2499
N-0 | 144.1796 | PFD | 2 | 4 | 4.6 | 5.2 | 5.8 | 6.4 | 7 | 8.75 | 10.5 | 12.25 | 14 | 17.8333 | 21.6667 | 25.5 | 29.3333 | 33.1667 | 37 | 40.2 | 43.4 | 46.6 | 49.8 | 53 | 57.8 | 56.6 | 60.4 | 64.2 | 68
Monetized Benefits for Alternative
Residential | Cost of Reliability (N-1) | $/kWh | 4.4933 | 4.6057 | 4.7208 | 4.8388 | 4.9598 | 5.0838 | 5.2109 | 5.3412 | 5.4747 | 5.6115 | 5.7518 | 5.8956 | 6.043 | 6.1941 | 6.349 | 6.5077 | 6.6704 | 6.8371 | 7.0081 | 7.1833 | 7.3628 | 7.5469 | 7.7356 | 7.929 | 8.1272 | 8.3304 | 8.5386
Residential | Cost of Reliability (N-0) | $/kWh | 3.792 | 3.8868 | 3.984 | 4.0836 | 4.1857 | 4.2903 | 4.3976 | 4.5075 | 4.6202 | 4.7357 | 4.8541 | 4.9754 | 5.0998 | 5.2273 | 5.358 | 5.4919 | 5.6292 | 5.77 | 5.9142 | 6.0621 | 6.2136 | 6.369 | 6.5282 | 6.6914 | 6.8587 | 7.0302 | 7.2059
Commerical | Cost of Reliability (N-1) | $/kWh | 166.5977 | 170.7626 | 175.0317 | 179.4075 | 183.8927 | 188.49 | 193.2022 | 198.0323 | 202.9831 | 208.0577 | 213.2591 | 218.5906 | 224.0553 | 229.6567 | 235.3981 | 241.2831 | 247.3152 | 253.4981 | 259.8355 | 266.3314 | 272.9897 | 279.8144 | 286.8098 | 293.98 | 301.3295 | 308.8628 | 316.5843
Commerical | Cost of Reliability (N-0) | $/kWh | 153.8372 | 157.6831 | 161.6252 | 165.6658 | 169.8075 | 174.0527 | 178.404 | 182.8641 | 187.4357 | 192.1216 | 196.9246 | 201.8477 | 206.8939 | 212.0663 | 217.3679 | 222.8021 | 228.3722 | 234.0815 | 239.9335 | 245.9319 | 252.0802 | 258.3822 | 264.8417 | 271.4628 | 278.2493 | 285.2056 | 292.3357
Residential (N-1) | EENS | #REF! | #REF! | #REF! | #REF! | #REF! | #REF! | #REF! | #REF! | #REF! | #REF! | #REF! | #REF! | #REF! | #REF! | #REF! | #REF! | #REF! | #REF! | #REF! | #REF! | #REF! | #REF! | #REF! | #REF! | #REF! | #REF! | #REF! | #REF!
Commerical(N-1) | EENS | #REF! | #REF! | #REF! | #REF! | #REF! | #REF! | #REF! | #REF! | #REF! | #REF! | #REF! | #REF! | #REF! | #REF! | #REF! | #REF! | #REF! | #REF! | #REF! | #REF! | #REF! | #REF! | #REF! | #REF! | #REF! | #REF! | #REF! | #REF!
Aggregate | EENS | #REF! | #REF! | #REF! | #REF! | #REF! | #REF! | #REF! | #REF! | #REF! | #REF! | #REF! | #REF! | #REF! | #REF! | #REF! | #REF! | #REF! | #REF! | #REF! | #REF! | #REF! | #REF! | #REF! | #REF! | #REF! | #REF! | #REF! | #REF!
Residential (N-0) | EENS | #REF! | #REF! | #REF! | #REF! | #REF! | #REF! | #REF! | #REF! | #REF! | #REF! | #REF! | #REF! | #REF! | #REF! | #REF! | #REF! | #REF! | #REF! | #REF! | #REF! | #REF! | #REF! | #REF! | #REF! | #REF! | #REF! | #REF! | #REF!
Commerical(N-0) | EENS | #REF! | #REF! | #REF! | #REF! | #REF! | #REF! | #REF! | #REF! | #REF! | #REF! | #REF! | #REF! | #REF! | #REF! | #REF! | #REF! | #REF! | #REF! | #REF! | #REF! | #REF! | #REF! | #REF! | #REF! | #REF! | #REF! | #REF! | #REF!
Aggregate | EENS | #REF! | #REF! | #REF! | #REF! | #REF! | #REF! | #REF! | #REF! | #REF! | #REF! | #REF! | #REF! | #REF! | #REF! | #REF! | #REF! | #REF! | #REF! | #REF! | #REF! | #REF! | #REF! | #REF! | #REF! | #REF! | #REF! | #REF! | #REF!
Residential (N-1) | Value for Flex-1 | #REF! | #REF! | #REF! | #REF! | #REF! | #REF! | #REF! | #REF! | #REF! | #REF! | #REF! | #REF! | #REF! | #REF! | #REF! | #REF! | #REF! | #REF! | #REF! | #REF! | #REF! | #REF! | #REF! | #REF! | #REF! | #REF! | #REF! | #REF!
Commerical(N-1) | Value for Flex-1 | #REF! | #REF! | #REF! | #REF! | #REF! | #REF! | #REF! | #REF! | #REF! | #REF! | #REF! | #REF! | #REF! | #REF! | #REF! | #REF! | #REF! | #REF! | #REF! | #REF! | #REF! | #REF! | #REF! | #REF! | #REF! | #REF! | #REF! | #REF!
Aggregate | Value for Flex-1 | #REF! | #REF! | #REF! | #REF! | #REF! | #REF! | #REF! | #REF! | #REF! | #REF! | #REF! | #REF! | #REF! | #REF! | #REF! | #REF! | #REF! | #REF! | #REF! | #REF! | #REF! | #REF! | #REF! | #REF! | #REF! | #REF! | #REF! | #REF!
Residential (N-1) | Value for Flex-2 | #REF! | #REF! | #REF! | #REF! | #REF! | #REF! | #REF! | #REF! | #REF! | #REF! | #REF! | #REF! | #REF! | #REF! | #REF! | #REF! | #REF! | #REF! | #REF! | #REF! | #REF! | #REF! | #REF! | #REF! | #REF! | #REF! | #REF! | #REF!
Commerical(N-1) | Value for Flex-2 | #REF! | #REF! | #REF! | #REF! | #REF! | #REF! | #REF! | #REF! | #REF! | #REF! | #REF! | #REF! | #REF! | #REF! | #REF! | #REF! | #REF! | #REF! | #REF! | #REF! | #REF! | #REF! | #REF! | #REF! | #REF! | #REF! | #REF! | #REF!
Aggregate | Value for Flex-2 | #REF! | #REF! | #REF! | #REF! | #REF! | #REF! | #REF! | #REF! | #REF! | #REF! | #REF! | #REF! | #REF! | #REF! | #REF! | #REF! | #REF! | #REF! | #REF! | #REF! | #REF! | #REF! | #REF! | #REF! | #REF! | #REF! | #REF! | #REF!
Aggregate |  | #REF! | #REF! | #REF! | #REF! | #REF! | #REF! | #REF! | #REF! | #REF! | #REF! | #REF! | #REF! | #REF! | #REF! | #REF! | #REF! | #REF! | #REF! | #REF! | #REF! | #REF! | #REF! | #REF! | #REF! | #REF! | #REF! | #REF! | #REF!
Project Cost |  | #REF!
Benefit-Cost Ratio |  | #REF!

## Menifee
|  | Component | 2022 | 2023 | 2024 | 2025 | 2026 | 2027 | 2028 | 2029 | 2030 | 2031 | 2032 | 2033 | 2034 | 2035 | 2036 | 2037 | 2038 | 2039 | 2040 | 2041 | 2042 | 2043 | 2044 | 2045 | 2046 | 2047 | 2048
| Baseline | Losses (MWh) | 49667 | 50103.7904 | 50540.5808 | 50977.3712 | 51414.1615 | 51850.9519 | 52287.7423 | 52724.5327 | 53161.3231 | 53598.1135 | 54034.9038 | 54471.6942 | 54908.4846 | 55345.275 | 55782.0654 | 56218.8558 | 56655.6462 | 57092.4365 | 57529.2269 | 57966.0173 | 58402.8077 | 58839.5981 | 59276.3885 | 59713.1788 | 60149.9692 | 60586.7596 | 61023.55
N-1 |  | EENS | 10 | 20.5 | 29.88 | 39.26 | 48.64 | 58.02 | 67.4 | 91.45 | 115.5 | 139.55 | 163.6 | 249.4667 | 335.3333 | 421.2 | 507.0667 | 592.9333 | 678.8 | 893.22 | 1107.64 | 1322.06 | 1536.48 | 1595.6 | 1841.08 | 2086.56 | 2332.04 | 2577.52 | 2823
N-1 |  | IP | 2 | 3 | 4.68 | 6.36 | 8.04 | 9.72 | 11.4 | 13.2 | 15 | 16.8 | 18.6 | 21.35 | 24.1 | 26.85 | 29.6 | 32.35 | 35.1 | 37.14 | 39.18 | 41.22 | 43.26 | 45.3 | 49.92 | 54.54 | 59.16 | 63.78 | 68.4
N-1 |  | SAIDI | 0.084812 | 0.24283 | 0.34046 | 0.43809 | 0.53572 | 0.63335 | 0.73098 | 1.1655 | 1.5999 | 2.0344 | 2.4689 | 6.1188 | 9.7688 | 13.4187 | 17.0687 | 20.7186 | 24.3686 | 38.1776 | 51.9865 | 65.7955 | 79.6045 | 93.4135 | 125.5074 | 157.6012 | 189.6951 | 221.789 | 253.8829
N-1 |  | SAIFI | 0.006058 | 0.017772 | 0.025047 | 0.032322 | 0.039597 | 0.046872 | 0.054147 | 0.073799 | 0.093451 | 0.1131 | 0.13275 | 0.20938 | 0.286 | 0.36262 | 0.43924 | 0.51587 | 0.59249 | 0.75647 | 0.92046 | 1.0844 | 1.2484 | 1.4124 | 1.6369 | 1.8614 | 2.0859 | 2.3103 | 2.5348
N-1 |  | PFD | 14 | 21 | 23.2 | 25.4 | 27.6 | 29.8 | 32 | 35.75 | 39.5 | 43.25 | 47 | 53.8333 | 60.6667 | 67.5 | 74.3333 | 81.1667 | 88 | 94.4 | 100.8 | 107.2 | 113.6 | 120 | 126.6 | 133.2 | 139.8 | 146.4 | 153
N-0 |  | EENS | 22.2 | 65.8 | 102.72 | 139.64 | 176.56 | 213.48 | 250.4 | 348.675 | 446.95 | 545.225 | 643.5 | 904.9167 | 1166.3333 | 1427.75 | 1689.1667 | 1950.5833 | 2212 | 2606.48 | 3000.96 | 3395.44 | 3789.92 | 4184.4 | 4609.44 | 5034.48 | 5459.52 | 5884.56 | 6309.6
N-0 |  | IP | 13 | 27 | 34.52 | 42.04 | 49.56 | 57.08 | 64.6 | 75.025 | 85.45 | 95.875 | 106.3 | 120.25 | 134.2 | 148.15 | 162.1 | 176.05 | 190 | 201.2 | 212.4 | 223.6 | 234.8 | 246 | 254.48 | 262.96 | 271.44 | 279.92 | 288.4
N-0 |  | SAIDI | 0.047254 | 0.28012 | 0.59718 | 0.91425 | 1.2313 | 1.5484 | 1.8655 | 3.7961 | 5.7267 | 7.6574 | 9.588 | 22.5073 | 35.4267 | 48.346 | 61.2653 | 74.1847 | 87.104 | 116.8885 | 146.6729 | 176.4574 | 206.2418 | 236.0263 | 292.2337 | 348.4411 | 404.6486 | 460.856 | 517.0634
N-0 |  | SAIFI | 0.023627 | 0.070029 | 0.10932 | 0.14861 | 0.18791 | 0.2272 | 0.26649 | 0.37108 | 0.47567 | 0.58027 | 0.68486 | 0.96307 | 1.2413 | 1.5195 | 1.7977 | 2.0759 | 2.3542 | 2.774 | 3.1938 | 3.6137 | 4.0335 | 4.4533 | 4.9057 | 5.358 | 5.8104 | 6.2628 | 6.7151
N-0 |  | PFD | 2 | 4 | 4.6 | 5.2 | 5.8 | 6.4 | 7 | 8.75 | 10.5 | 12.25 | 14 | 17.8333 | 21.6667 | 25.5 | 29.3333 | 33.1667 | 37 | 40.2 | 43.4 | 46.6 | 49.8 | 53 | 57.8 | 62.6 | 67.4 | 72.2 | 77
N-1 |  | Deficit Flex-1 | 5445.8257 | 7241.2936 | 9036.7614 | 10832.2293 | 12627.6972 | 14423.1651 | 16218.633 | 18014.1008 | 19909.5687 | 21605.0366 | 23400.5045 | 25195.9724 | 26991.4402 | 28786.9081 | 30582.376 | 32377.8439 | 34173.3118 | 35968.7796 | 37764.2475 | 39559.7154 | 41355.1833 | 43150.6512 | 44946.119 | 46741.5869 | 48537.0548 | 50332.5227 | 52127.9906
N-1 |  | Deficit Flex-2-1 | 192864.6662 | 195239.242 | 196366.7654 | 197525.3756 | 198743.9239 | 200140.9384 | 201537.7103 | 203264.3598 | 205020.8584 | 206857.3016 | 208717.8537 | 210603.1815 | 212516.4069 | 214384.6797 | 216269.2922 | 218166.2033 | 220084.6619 | 221841.8513 | 223594.2698 | 225336.5209 | 227080.1514 | 228568.346 | 230020.4249 | 231425.4869 | 232792.6641 | 233827.4721 | 234770.9697
N-1 |  | Deficit Flex-2-2 | 57814.1638 | 62191.7469 | 64361.1052 | 66628.501 | 69068.2267 | 71918.961 | 74820.6792 | 78496.8393 | 82309.216 | 86348.3473 | 90544.7485 | 94913.207 | 99465.7345 | 104037.4078 | 108760.5825 | 113603.9974 | 118575.883 | 123222.715 | 127939.1384 | 132690.6949 | 137509.2221 | 141696.5467 | 145839.4246 | 149897.7742 | 153895.1644 | 156987.0204 | 159822.5063
|  | Component | 2022 | 2023 | 2024 | 2025 | 2026 | 2027 | 2028 | 2029 | 2030 | 2031 | 2032 | 2033 | 2034 | 2035 | 2036 | 2037 | 2038 | 2039 | 2040 | 2041 | 2042 | 2043 | 2044 | 2045 | 2046 | 2047 | 2048
| Menifee | Losses (MWh) | 48898.025 | 49299.6596 | 49701.2942 | 50102.9288 | 50504.5635 | 50906.1981 | 51307.8327 | 51709.4673 | 52111.1019 | 52512.7365 | 52914.3712 | 53316.0058 | 53717.6404 | 54119.275 | 54520.9096 | 54922.5442 | 55324.1788 | 55725.8135 | 56127.4481 | 56529.0827 | 56930.7173 | 57332.3519 | 57733.9865 | 58135.6212 | 58537.2558 | 58938.8904 | 59340.525
N-1 |  | EENS | 5.3 | 15 | 24.88 | 34.76 | 44.64 | 54.52 | 64.4 | 86.5 | 108.6 | 130.7 | 152.8 | 195.8 | 279.94 | 364.08 | 448.22 | 532.36 | 616.5 | 774.78 | 933.06 | 1091.34 | 1249.62 | 1407.9 | 1612.22 | 1816.54 | 2020.86 | 2225.18 | 2429.5
N-1 |  | IP | 3 | 6 | 7.74 | 9.48 | 11.22 | 12.96 | 14.7 | 17.125 | 19.55 | 21.975 | 24.4 | 28 | 30.02 | 32.04 | 34.06 | 36.08 | 38.1 | 40.5 | 42.9 | 45.3 | 47.7 | 50.1 | 57.48 | 64.86 | 72.24 | 79.62 | 87
N-1 |  | SAIDI | 1.2749e-05 | 2.5497e-05 | 0.11375 | 0.22747 | 0.34119 | 0.45491 | 0.56863 | 1.0167 | 1.4648 | 1.913 | 2.3611 | 4.0948 | 8.4717 | 12.8486 | 17.2255 | 21.6024 | 25.9793 | 38.9498 | 51.9203 | 64.8909 | 77.8614 | 90.8319 | 115.2977 | 139.7636 | 164.2294 | 188.6952 | 213.161
N-1 |  | SAIFI | 0.0064015 | 0.016556 | 0.02746 | 0.038365 | 0.04927 | 0.060174 | 0.071079 | 0.095471 | 0.11986 | 0.14425 | 0.16865 | 0.21613 | 0.30502 | 0.39392 | 0.48281 | 0.5717 | 0.6606 | 0.82076 | 0.98092 | 1.1411 | 1.3012 | 1.4614 | 1.667 | 1.8725 | 2.0781 | 2.2837 | 2.4892
N-1 |  | PFD | 2 | 4 | 4.8 | 5.6 | 6.4 | 7.2 | 8 | 9.5 | 11 | 12.5 | 14 | 19 | 23 | 27 | 31 | 35 | 39 | 44.2 | 49.4 | 54.6 | 59.8 | 65 | 70.4 | 75.8 | 81.2 | 86.6 | 92
N-1 |  | Deficit Flex-1 | 3548.6093 | 5063.9626 | 6319.5645 | 7575.1665 | 8830.7684 | 10086.3703 | 11341.9723 | 12597.5742 | 13853.1761 | 15108.7781 | 16364.38 | 17619.9819 | 18875.5839 | 20131.1858 | 21386.7877 | 22642.3897 | 23897.9916 | 25153.5935 | 26409.1955 | 27664.7974 | 28920.3993 | 30193.5041 | 31466.6088 | 32739.7136 | 34012.8183 | 35285.923 | 36649.3325
N-1 |  | Deficit Flex-2-1 | 71622.1136 | 73607.5944 | 74550.3634 | 75519.1252 | 76538.0037 | 77706.1053 | 78874.0039 | 80317.7269 | 81786.408 | 83321.934 | 84877.6184 | 86454.0189 | 88053.7456 | 89615.8857 | 91191.6881 | 92777.7738 | 94381.8763 | 95851.1349 | 97316.4044 | 98773.1725 | 100231.0939 | 101475.435 | 102689.5781 | 103864.4085 | 105007.5618 | 105872.8075 | 106661.7048
N-1 |  | Deficit Flex-2-2 | 15863.8931 | 17648.235 | 18532.2367 | 19475.1127 | 20493.7185 | 21703.2043 | 22946.0507 | 24548.2649 | 26220.9894 | 28058.9977 | 29994.707 | 32011.4259 | 34129.6734 | 36251.5767 | 38482.2923 | 40781.7815 | 43190.5588 | 45461.0936 | 47797.322 | 50173.6242 | 52592.3493 | 54727.1195 | 56855.9851 | 58972.6701 | 61079.3714 | 62711.9889 | 64234.5597
N-0 |  | EENS | 0 | 0 | 0 | 0 | 0 | 0 | 0 | 0 | 0 | 0 | 0 | 0 | 0 | 0 | 0 | 0 | 0 | 0 | 0 | 0 | 0 | 3.2 | 25.4 | 47.6 | 69.8 | 92 | 114.2
N-0 |  | IP | 0 | 0 | 0 | 0 | 0 | 0 | 0 | 0 | 0 | 0 | 0 | 0 | 0 | 0 | 0 | 0 | 0 | 0 | 0 | 0 | 0 | 3.2 | 10.36 | 17.52 | 24.68 | 31.84 | 39
N-0 |  | SAIDI | 0 | 0 | 0 | 0 | 0 | 0 | 0 | 0 | 0 | 0 | 0 | 0 | 0 | 0 | 0 | 0 | 0 | 0 | 0 | 0 | 0 | 6.3743e-06 | 0.20168 | 0.40334 | 0.60501 | 0.80668 | 1.0083
N-0 |  | SAIFI | 0 | 0 | 0 | 0 | 0 | 0 | 0 | 0 | 0 | 0 | 0 | 0 | 0 | 0 | 0 | 0 | 0 | 0 | 0 | 0 | 0 | 0.0035319 | 0.028034 | 0.052537 | 0.077039 | 0.10154 | 0.12604
N-0 |  | PFD | 0 | 0 | 0 | 0 | 0 | 0 | 0 | 0 | 0 | 0 | 0 | 0 | 0 | 0 | 0 | 0 | 0 | 0 | 0 | 0 | 0 | 1 | 1.6 | 2.2 | 2.8 | 3.4 | 4
N-0 Monetized | Residential | $ | 0 | 0 | 0 | 0 | 0 | 0 | 0 | 0 | 0 | 0 | 0 | 0 | 0 | 0 | 0 | 0 | 0 | 0 | 0 | 0 | 0 | 65595.2492 | 266194.702 | 520303.907 | 815390.436 | 1163519.11 | 1493738.93
N-0 Monetized | Commercial | $ | 0 | 0 | 0 | 0 | 0 | 0 | 0 | 0 | 0 | 0 | 0 | 0 | 0 | 0 | 0 | 0 | 0 | 0 | 0 | 0 | 0 | 392417.056 | 1499995.06 | 2935311.27 | 4308990.32 | 6192407.46 | 7935079.35
N-1 Monetized | Residential | $ | 1160.0589 | 3691.1856 | 6222.3122 | 8753.4388 | 11284.5654 | 13815.692 | 16346.8187 | 22963.1307 | 29579.4427 | 36195.7547 | 42812.0667 | 72673.2532 | 102534.4397 | 132395.6263 | 162256.8128 | 192117.9993 | 221979.1858 | 303622.6562 | 385266.1265 | 466909.5968 | 548553.0671 | 630196.5374 | 759942.9101 | 889689.2828 | 1019435.6554 | 1149182.0281 | 1278928.4008
N-1 Monetized | Commercial | $ | 4813.6481 | 7344.7747 | 9875.9014 | 12407.028 | 14938.1546 | 17469.2812 | 67830.8924 | 95285.1853 | 122739.4782 | 150193.7711 | 177648.0641 | 301556.6344 | 425465.2047 | 549373.775 | 673282.3453 | 797190.9156 | 921099.486 | 1259877.909 | 1598656.3321 | 1937434.7552 | 2276213.1783 | 2614991.6014 | 3153372.3362 | 3691753.0709 | 4230133.8057 | 4768514.5405 | 5306895.2752
Flex-2-2 Monetized | Aggregate of Customer and Residential | $ | 4851900.5487 | 5548844.3301 | 5954616.7726 | 6363779.4526 | 6862697.0831 | 7430779.6338 | 7958090.1697 | 8741153.0659 | 9549664.1025 | 10292607.0963 | 11249460.5611 | 12276853.6393 | 13383547.5227 | 14497043.8173 | 15635893.6798 | 16957354.9399 | 18318405.6196 | 19745850.775 | 21095026.2971 | 22704288.8738 | 24150941.0839 | 25640390.0256 | 27294530.6769 | 28943497.2497 | 30674535.3263 | 32278079.8231 | 33822039.2098
|  | LMP | 40 | 41 | 42.025 | 43.0756 | 44.1525 | 45.2563 | 46.3877 | 47.5474 | 48.7361 | 49.9545 | 51.2034 | 52.4835 | 53.7956 | 55.1404 | 56.519 | 57.9319 | 59.3802 | 60.8647 | 62.3863 | 63.946 | 65.5447 | 67.1833 | 68.8629 | 70.5844 | 72.349 | 74.1578 | 76.0117
Comparison to Baseline
| NPV of benefit | Component | 2022 | 2023 | 2024 | 2025 | 2026 | 2027 | 2028 | 2029 | 2030 | 2031 | 2032 | 2033 | 2034 | 2035 | 2036 | 2037 | 2038 | 2039 | 2040 | 2041 | 2042 | 2043 | 2044 | 2045 | 2046 | 2047 | 2048
33.102 | 9626.5784 | Losses (MWh) | 768.975 | 804.1308 | 839.2865 | 874.4423 | 909.5981 | 944.7538 | 979.9096 | 1015.0654 | 1050.2212 | 1085.3769 | 1120.5327 | 1155.6885 | 1190.8442 | 1226 | 1261.1558 | 1296.3115 | 1331.4673 | 1366.6231 | 1401.7788 | 1436.9346 | 1472.0904 | 1507.2462 | 1542.4019 | 1577.5577 | 1612.7135 | 1647.8692 | 1683.025
1938.4822 | 492147.582 | Losses ($) | 30759 | 32969.3615 | 35271.0168 | 37667.1489 | 40161.0433 | 42756.0904 | 45455.7893 | 48263.7505 | 51183.6999 | 54219.4819 | 57375.0632 | 60654.5364 | 64062.1239 | 67602.1816 | 71279.2034 | 75097.825 | 79062.8281 | 83179.1452 | 87451.8639 | 91886.2316 | 96487.6602 | 101261.7314 | 106214.2014 | 111351.0062 | 116678.2675 | 122202.2974 | 127929.6049
2.9638 | 409.0988 | EENS | 4.7 | 5.5 | 5 | 4.5 | 4 | 3.5 | 3 | 4.95 | 6.9 | 8.85 | 10.8 | 53.6667 | 55.3933 | 57.12 | 58.8467 | 60.5733 | 62.3 | 118.44 | 174.58 | 230.72 | 286.86 | 187.7 | 228.86 | 270.02 | 311.18 | 352.34 | 393.5
-0.1541 | -37.6332 | IP | -1 | -3 | -3.06 | -3.12 | -3.18 | -3.24 | -3.3 | -3.925 | -4.55 | -5.175 | -5.8 | -6.65 | -5.92 | -5.19 | -4.46 | -3.73 | -3 | -3.36 | -3.72 | -4.08 | -4.44 | -4.8 | -7.56 | -10.32 | -13.08 | -15.84 | -18.6
0.13491 | 13.4738 | SAIDI | 0.084799 | 0.24281 | 0.22672 | 0.21062 | 0.19453 | 0.17844 | 0.16235 | 0.14871 | 0.13508 | 0.12145 | 0.10782 | 2.024 | 1.2971 | 0.57012 | -0.15683 | -0.88378 | -1.6107 | -0.77226 | 0.066192 | 0.90465 | 1.7431 | 2.5816 | 10.2096 | 17.8377 | 25.4657 | 33.0938 | 40.7218
-0.00063153 | -0.16639 | SAIFI | -0.00034351 | 0.0012161 | -0.0024135 | -0.0060432 | -0.0096728 | -0.013302 | -0.016932 | -0.021672 | -0.026412 | -0.031152 | -0.035892 | -0.006754 | -0.019025 | -0.031296 | -0.043567 | -0.055838 | -0.068108 | -0.064283 | -0.060458 | -0.056632 | -0.052807 | -0.048981 | -0.030065 | -0.011149 | 0.0077675 | 0.026684 | 0.0456
1.061 | 267.5485 | PFD | 12 | 17 | 18.4 | 19.8 | 21.2 | 22.6 | 24 | 26.25 | 28.5 | 30.75 | 33 | 34.8333 | 37.6667 | 40.5 | 43.3333 | 46.1667 | 49 | 50.2 | 51.4 | 52.6 | 53.8 | 55 | 56.2 | 57.4 | 58.6 | 59.8 | 61
233.6064 | 54114.1799 | Flex-1 | 1897.2164 | 2177.331 | 2717.1969 | 3257.0628 | 3796.9288 | 4336.7947 | 4876.6607 | 5416.5266 | 6056.3926 | 6496.2585 | 7036.1245 | 7575.9904 | 8115.8564 | 8655.7223 | 9195.5883 | 9735.4542 | 10275.3201 | 10815.1861 | 11355.052 | 11894.918 | 12434.7839 | 12957.1471 | 13479.5102 | 14001.8734 | 14524.2365 | 15046.5996 | 15478.6581
3368.6223 | 1139100.4622 | Flex-2-1 | 121242.5526 | 121631.6475 | 121816.4021 | 122006.2504 | 122205.9201 | 122434.8331 | 122663.7063 | 122946.6329 | 123234.4504 | 123535.3676 | 123840.2353 | 124149.1626 | 124462.6612 | 124768.794 | 125077.6041 | 125388.4295 | 125702.7856 | 125990.7164 | 126277.8654 | 126563.3484 | 126849.0574 | 127092.9111 | 127330.8468 | 127561.0784 | 127785.1023 | 127954.6646 | 128109.2649
1848.4208 | 528219.7822 | Flex-2-2 | 41950.2707 | 44543.5119 | 45828.8685 | 47153.3883 | 48574.5082 | 50215.7567 | 51874.6285 | 53948.5744 | 56088.2267 | 58289.3496 | 60550.0415 | 62901.7811 | 65336.0611 | 67785.8311 | 70278.2902 | 72822.2159 | 75385.3242 | 77761.6214 | 80141.8163 | 82517.0707 | 84916.8728 | 86969.4272 | 88983.4395 | 90925.104 | 92815.793 | 94275.0316 | 95587.9467
56.2285 | 8626.6104 | EENS | 22.2 | 65.8 | 102.72 | 139.64 | 176.56 | 213.48 | 250.4 | 348.675 | 446.95 | 545.225 | 643.5 | 904.9167 | 1166.3333 | 1427.75 | 1689.1667 | 1950.5833 | 2212 | 2606.48 | 3000.96 | 3395.44 | 3789.92 | 4181.2 | 4584.04 | 4986.88 | 5389.72 | 5792.56 | 6195.4
3.9298 | 841.7995 | IP | 13 | 27 | 34.52 | 42.04 | 49.56 | 57.08 | 64.6 | 75.025 | 85.45 | 95.875 | 106.3 | 120.25 | 134.2 | 148.15 | 162.1 | 176.05 | 190 | 201.2 | 212.4 | 223.6 | 234.8 | 242.8 | 244.12 | 245.44 | 246.76 | 248.08 | 249.4
3.2646 | 403.9678 | SAIDI | 0.047254 | 0.28012 | 0.59718 | 0.91425 | 1.2313 | 1.5484 | 1.8655 | 3.7961 | 5.7267 | 7.6574 | 9.588 | 22.5073 | 35.4267 | 48.346 | 61.2653 | 74.1847 | 87.104 | 116.8885 | 146.6729 | 176.4574 | 206.2418 | 236.0263 | 292.032 | 348.0378 | 404.0436 | 460.0493 | 516.0551
0.059828 | 9.1798 | SAIFI | 0.023627 | 0.070029 | 0.10932 | 0.14861 | 0.18791 | 0.2272 | 0.26649 | 0.37108 | 0.47567 | 0.58027 | 0.68486 | 0.96307 | 1.2413 | 1.5195 | 1.7977 | 2.0759 | 2.3542 | 2.774 | 3.1938 | 3.6137 | 4.0335 | 4.4498 | 4.8776 | 5.3055 | 5.7334 | 6.1612 | 6.5891
0.8 | 145.4189 | PFD | 2 | 4 | 4.6 | 5.2 | 5.8 | 6.4 | 7 | 8.75 | 10.5 | 12.25 | 14 | 17.8333 | 21.6667 | 25.5 | 29.3333 | 33.1667 | 37 | 40.2 | 43.4 | 46.6 | 49.8 | 52 | 56.2 | 60.4 | 64.6 | 68.8 | 73
Monetized Benefits for Alternative
Residential | Cost of Reliability (N-1) | $/kWh | 4.4933 | 4.6057 | 4.7208 | 4.8388 | 4.9598 | 5.0838 | 5.2109 | 5.3412 | 5.4747 | 5.6115 | 5.7518 | 5.8956 | 6.043 | 6.1941 | 6.349 | 6.5077 | 6.6704 | 6.8371 | 7.0081 | 7.1833 | 7.3628 | 7.5469 | 7.7356 | 7.929 | 8.1272 | 8.3304 | 8.5386
Residential | Cost of Reliability (N-0) | $/kWh | 3.792 | 3.8868 | 3.984 | 4.0836 | 4.1857 | 4.2903 | 4.3976 | 4.5075 | 4.6202 | 4.7357 | 4.8541 | 4.9754 | 5.0998 | 5.2273 | 5.358 | 5.4919 | 5.6292 | 5.77 | 5.9142 | 6.0621 | 6.2136 | 6.369 | 6.5282 | 6.6914 | 6.8587 | 7.0302 | 7.2059
Commerical | Cost of Reliability (N-1) | $/kWh | 166.5977 | 170.7626 | 175.0317 | 179.4075 | 183.8927 | 188.49 | 193.2022 | 198.0323 | 202.9831 | 208.0577 | 213.2591 | 218.5906 | 224.0553 | 229.6567 | 235.3981 | 241.2831 | 247.3152 | 253.4981 | 259.8355 | 266.3314 | 272.9897 | 279.8144 | 286.8098 | 293.98 | 301.3295 | 308.8628 | 316.5843
Commerical | Cost of Reliability (N-0) | $/kWh | 153.8372 | 157.6831 | 161.6252 | 165.6658 | 169.8075 | 174.0527 | 178.404 | 182.8641 | 187.4357 | 192.1216 | 196.9246 | 201.8477 | 206.8939 | 212.0663 | 217.3679 | 222.8021 | 228.3722 | 234.0815 | 239.9335 | 245.9319 | 252.0802 | 258.3822 | 264.8417 | 271.4628 | 278.2493 | 285.2056 | 292.3357
Residential (N-1) | EENS | 259317.4326 | 194.9066 | -222.3558 | -639.6182 | -1056.8806 | -1474.143 | -1891.4054 | -2308.6678 | -2661.1103 | -3013.5528 | -3365.9953 | -3718.4377 | 6065.2854 | 15849.0085 | 25632.7315 | 35416.4546 | 45200.1777 | 54983.9008 | 77313.8176 | 99643.7345 | 121973.6513 | 144303.5681 | 166633.485 | 212827.303 | 259021.121 | 305214.939 | 351408.757 | 397602.575
Commerical(N-1) | EENS | 1153233.7784 | 808.7621 | 7049.0851 | 13289.4081 | 19529.7311 | 25770.0541 | 32010.3771 | -9579.7844 | -11042.2395 | -12504.6945 | -13967.1496 | -15429.6047 | 25167.8157 | 65765.236 | 106362.6563 | 146960.0766 | 187557.4969 | 228154.9173 | 320812.5907 | 413470.2642 | 506127.9376 | 598785.6111 | 691443.2846 | 883123.8777 | 1074804.4709 | 1266485.064 | 1458165.6572 | 1649846.2504
Aggregate | EENS | 1412551.211 | 1003.6687 | 6826.7293 | 12649.7899 | 18472.8505 | 24295.9111 | 30118.9717 | -11888.4522 | -13703.3498 | -15518.2473 | -17333.1449 | -19148.0424 | 31233.101 | 81614.2444 | 131995.3878 | 182376.5312 | 232757.6747 | 283138.8181 | 398126.4084 | 513113.9987 | 628101.5889 | 743089.1792 | 858076.7695 | 1095951.1807 | 1333825.5918 | 1571700.003 | 1809574.4142 | 2047448.8253
Residential (N-0) | EENS | 54648098.3226 | 160316.9663 | 426669.2569 | 622795.9652 | 833703.4387 | 1064554.7712 | 1155250.6033 | 1567814.793 | 2064587.6917 | 2485972.1963 | 2907214.7827 | 3653487.0544 | 4512360.7013 | 5845712.9396 | 7145234.3901 | 9104342.6873 | 11402628.5447 | 14095767.6616 | 17191903.0116 | 19393249.5684 | 22204176.9235 | 25300486.7175 | 28351472.1657 | 31485857.8476 | 35026640.5752 | 39088162.1616 | 42089647.5676 | 45052934.3099
Commerical(N-0) | EENS | 240700690.7327 | 903378.8257 | 2253314.5962 | 3310509.5162 | 4447440.2171 | 5587242.1815 | 5454561.6522 | 7543245.1948 | 10054559.7799 | 11610814.2147 | 12826351.0572 | 16062284.1229 | 19403643.1206 | 25219740.5046 | 31071411.1969 | 39644741.2569 | 50251518.1649 | 62975375.3076 | 77967536.6231 | 85493629.6257 | 96889943.2643 | 109044932.472 | 122141735.4825 | 135016554.1611 | 149377207.3113 | 166357437.1978 | 179568788.4983 | 190339490.9353
Aggregate | EENS | 295348789.0554 | 1063695.7919 | 2679983.8531 | 3933305.4814 | 5281143.6558 | 6651796.9527 | 6609812.2555 | 9111059.9878 | 12119147.4716 | 14096786.411 | 15733565.8399 | 19715771.1773 | 23916003.8219 | 31065453.4442 | 38216645.587 | 48749083.9442 | 61654146.7096 | 77071142.9692 | 95159439.6347 | 104886879.1941 | 119094120.1878 | 134345419.1894 | 150493207.6482 | 166502412.0087 | 184403847.8866 | 205445599.3595 | 221658436.0659 | 235392425.2453
Residential (N-1) | Value for Flex-1 | 297991876.2699 | 7672330.823 | 9025240.0833 | 11544610.7011 | 14184309.0748 | 16948776.9855 | 19842603.0985 | 22870527.5316 | 26037446.5594 | 29841138.801 | 32808663.4992 | 36423579.0806 | 40198735.0265 | 44139884.0327 | 48252966.2798 | 52544115.2117 | 57019663.4863 | 61686149.1027 | 66550321.7102 | 71619149.1049 | 76899823.9182 | 82399770.504 | 88007769.1616 | 93844667.8956 | 99918406.7105 | 106237179.5488 | 112809442.0247 | 118949948.3708
Commerical(N-1) | Value for Flex-1 | 1227617022.5323 | 31607183.5205 | 37180672.4982 | 47559553.6114 | 58434140.8601 | 69822732.7501 | 81744232.8966 | 94218168.8424 | 107264711.44 | 122934525.6738 | 135159636.9079 | 150051760.6743 | 165604015.856 | 181840101.4463 | 198784488.8062 | 216462445.4708 | 234900059.6631 | 254124265.5365 | 274162869.1664 | 295044575.3117 | 316799014.9711 | 339456773.754 | 362559667.3651 | 386605545.1732 | 411627117.0797 | 437658139.1157 | 464733445.3053 | 490030074.9042
Aggregate | Value for Flex-1 | 1525608898.8022 | 39279514.3435 | 46205912.5815 | 59104164.3126 | 72618449.9349 | 86771509.7356 | 101586835.9951 | 117088696.374 | 133302157.9994 | 152775664.4748 | 167968300.407 | 186475339.7549 | 205802750.8824 | 225979985.479 | 247037455.086 | 269006560.6825 | 291919723.1494 | 315810414.6392 | 340713190.8765 | 366663724.4166 | 393698838.8893 | 421856544.258 | 450567436.5267 | 480450213.0688 | 511545523.7902 | 543895318.6644 | 577542887.33 | 608980023.275
Residential (N-1) | Value for Flex-2 | 47903360.9268 | 4137767.0513 | 4254822.2377 | 4367817.304 | 4483990.0683 | 4603611.5662 | 4727540.8061 | 4854787.6768 | 4987634.985 | 5124293.794 | 5265226.593 | 5410175.9306 | 5559263.7579 | 5712634.4303 | 5869852.5627 | 6031490.3151 | 6197640.9048 | 6368508.222 | 6542673.1156 | 6721524.3245 | 6905138.028 | 7093744.1032 | 7285065.5882 | 7481171.8582 | 7682066.3139 | 7887946.566 | 8095873.678 | 8308296.8441
Commerical(N-1) | Value for Flex-2 | 215931678.504 | 18651613.7359 | 19179257.7753 | 19688600.2068 | 20212266.595 | 20751478.6738 | 21310108.5539 | 21883693.1595 | 22482522.5882 | 23098532.9357 | 23733808.9424 | 24387190.1073 | 25059226.1435 | 25750567.7545 | 26459252.3764 | 27187859.1068 | 27936808.1374 | 28707018.5334 | 29492093.2566 | 30298292.258 | 31125958.9273 | 31976129.4708 | 32838540.1364 | 33722518.948 | 34628081.2337 | 35556117.7545 | 36493380.8071 | 37450910.5073
Aggregate of Flex-2 (Component 1) | Value for Flex-2 | 263835039.4308 | 22789380.7872 | 23434080.013 | 24056417.5107 | 24696256.6633 | 25355090.24 | 26037649.36 | 26738480.8363 | 27470157.5733 | 28222826.7297 | 28999035.5354 | 29797366.0379 | 30618489.9014 | 31463202.1848 | 32329104.9391 | 33219349.4219 | 34134449.0422 | 35075526.7553 | 36034766.3722 | 37019816.5825 | 38031096.9553 | 39069873.574 | 40123605.7246 | 41203690.8062 | 42310147.5476 | 43444064.3206 | 44589254.4851 | 45759207.3514
Aggregate of Flex-2 (Component 2) | Value for Flex-2-2 | 175558613.6699 | 11220653.2927 | 12144894.2429 | 12786906.8354 | 13548988.6365 | 14198598.1689 | 15000919.0418 | 15909040.4592 | 16834711.4999 | 17913721.5386 | 19199934.4292 | 20113909.1059 | 21304230.0472 | 22569755.2788 | 23956380.4958 | 25296897.7557 | 26952539.3115 | 28393160.813 | 29763730.614 | 31534269.3716 | 33150927.6597 | 34881141.3954 | 36681692.5616 | 38262714.1821 | 40061533.9842 | 41857863.1895 | 43385910.8809 | 45034968.4831
Aggregate ($M) |  | 2261.7639 | 74354247.884 | 84471697.4198 | 99893443.93 | 116163311.7409 | 133001291.0083 | 149265335.6241 | 168835389.2051 | 189712471.1944 | 212993480.9068 | 231883503.0667 | 256083238.0337 | 281672707.754 | 311160010.6312 | 341671581.4957 | 376454268.3355 | 414893615.8874 | 456633383.9949 | 502069253.9057 | 540617803.5634 | 584603085.281 | 630896067.596 | 678724019.2306 | 727514981.2465 | 779654878.8003 | 836214545.537 | 888986063.1761 | 937214073.1802
Aggregate ($M)+ Monetized Losses |  | 2262.256 | 74385006.884 | 84504666.7813 | 99928714.9468 | 116200978.8899 | 133041452.0516 | 149308091.7145 | 168880844.9944 | 189760734.9448 | 213044664.6067 | 231937722.5486 | 256140613.0969 | 281733362.2904 | 311224072.7551 | 341739183.6774 | 376525547.539 | 414968713.7124 | 456712446.8229 | 502152433.0509 | 540705255.4273 | 584694971.5126 | 630992555.2562 | 678825280.962 | 727621195.4479 | 779766229.8066 | 836331223.8044 | 889108265.4735 | 937342002.7851
Project Cost |  | 315
Benefit-Cost Ratio |  | 7.1818
Market Participation Revenue (All costs are $x1,000) |  |  | 0 | 0 | 0 | 0 | 0 | 0 | 0 | 0 | 0 | 0 | 0 | 0 | 0 | 0 | 0 | 0 | 0 | 0 | 0 | 0 | 0 | 2998.9347 | 3033.902 | 3068.8693 | 3103.8366 | 3139.3439 | 3174.8511
2.9638
233.6064
3368.6223
1848.4208
56.2285

## Mira Loma
|  | Component | 2022 | 2023 | 2024 | 2025 | 2026 | 2027 | 2028 | 2029 | 2030 | 2031 | 2032 | 2033 | 2034 | 2035 | 2036 | 2037 | 2038 | 2039 | 2040 | 2041 | 2042 | 2043 | 2044 | 2045 | 2046 | 2047 | 2048
| Baseline | Losses (MWh) | 49667 | 50103.7904 | 50540.5808 | 50977.3712 | 51414.1615 | 51850.9519 | 52287.7423 | 52724.5327 | 53161.3231 | 53598.1135 | 54034.9038 | 54471.6942 | 54908.4846 | 55345.275 | 55782.0654 | 56218.8558 | 56655.6462 | 57092.4365 | 57529.2269 | 57966.0173 | 58402.8077 | 58839.5981 | 59276.3885 | 59713.1788 | 60149.9692 | 60586.7596 | 61023.55
N-1 |  | EENS | 10 | 20.5 | 29.88 | 39.26 | 48.64 | 58.02 | 67.4 | 91.45 | 115.5 | 139.55 | 163.6 | 249.4667 | 335.3333 | 421.2 | 507.0667 | 592.9333 | 678.8 | 893.22 | 1107.64 | 1322.06 | 1536.48 | 1595.6 | 1841.08 | 2086.56 | 2332.04 | 2577.52 | 2823
N-1 |  | IP | 2 | 3 | 4.68 | 6.36 | 8.04 | 9.72 | 11.4 | 13.2 | 15 | 16.8 | 18.6 | 21.35 | 24.1 | 26.85 | 29.6 | 32.35 | 35.1 | 37.14 | 39.18 | 41.22 | 43.26 | 45.3 | 49.92 | 54.54 | 59.16 | 63.78 | 68.4
N-1 |  | SAIDI | 0.084812 | 0.24283 | 0.34046 | 0.43809 | 0.53572 | 0.63335 | 0.73098 | 1.1655 | 1.5999 | 2.0344 | 2.4689 | 6.1188 | 9.7688 | 13.4187 | 17.0687 | 20.7186 | 24.3686 | 38.1776 | 51.9865 | 65.7955 | 79.6045 | 93.4135 | 125.5074 | 157.6012 | 189.6951 | 221.789 | 253.8829
N-1 |  | SAIFI | 0.006058 | 0.017772 | 0.025047 | 0.032322 | 0.039597 | 0.046872 | 0.054147 | 0.073799 | 0.093451 | 0.1131 | 0.13275 | 0.20938 | 0.286 | 0.36262 | 0.43924 | 0.51587 | 0.59249 | 0.75647 | 0.92046 | 1.0844 | 1.2484 | 1.4124 | 1.6369 | 1.8614 | 2.0859 | 2.3103 | 2.5348
N-1 |  | PFD | 14 | 21 | 23.2 | 25.4 | 27.6 | 29.8 | 32 | 35.75 | 39.5 | 43.25 | 47 | 53.8333 | 60.6667 | 67.5 | 74.3333 | 81.1667 | 88 | 94.4 | 100.8 | 107.2 | 113.6 | 120 | 126.6 | 133.2 | 139.8 | 146.4 | 153
N-0 |  | EENS | 22.2 | 65.8 | 102.72 | 139.64 | 176.56 | 213.48 | 250.4 | 348.675 | 446.95 | 545.225 | 643.5 | 904.9167 | 1166.3333 | 1427.75 | 1689.1667 | 1950.5833 | 2212 | 2606.48 | 3000.96 | 3395.44 | 3789.92 | 4184.4 | 4609.44 | 5034.48 | 5459.52 | 5884.56 | 6309.6
N-0 |  | IP | 13 | 27 | 34.52 | 42.04 | 49.56 | 57.08 | 64.6 | 75.025 | 85.45 | 95.875 | 106.3 | 120.25 | 134.2 | 148.15 | 162.1 | 176.05 | 190 | 201.2 | 212.4 | 223.6 | 234.8 | 246 | 254.48 | 262.96 | 271.44 | 279.92 | 288.4
N-0 |  | SAIDI | 0.047254 | 0.28012 | 0.59718 | 0.91425 | 1.2313 | 1.5484 | 1.8655 | 3.7961 | 5.7267 | 7.6574 | 9.588 | 22.5073 | 35.4267 | 48.346 | 61.2653 | 74.1847 | 87.104 | 116.8885 | 146.6729 | 176.4574 | 206.2418 | 236.0263 | 292.2337 | 348.4411 | 404.6486 | 460.856 | 517.0634
N-0 |  | SAIFI | 0.023627 | 0.070029 | 0.10932 | 0.14861 | 0.18791 | 0.2272 | 0.26649 | 0.37108 | 0.47567 | 0.58027 | 0.68486 | 0.96307 | 1.2413 | 1.5195 | 1.7977 | 2.0759 | 2.3542 | 2.774 | 3.1938 | 3.6137 | 4.0335 | 4.4533 | 4.9057 | 5.358 | 5.8104 | 6.2628 | 6.7151
N-0 |  | PFD | 2 | 4 | 4.6 | 5.2 | 5.8 | 6.4 | 7 | 8.75 | 10.5 | 12.25 | 14 | 17.8333 | 21.6667 | 25.5 | 29.3333 | 33.1667 | 37 | 40.2 | 43.4 | 46.6 | 49.8 | 53 | 57.8 | 62.6 | 67.4 | 72.2 | 77
N-1 |  | Deficit Flex-1 | 5445.8257 | 7241.2936 | 9036.7614 | 10832.2293 | 12627.6972 | 14423.1651 | 16218.633 | 18014.1008 | 19909.5687 | 21605.0366 | 23400.5045 | 25195.9724 | 26991.4402 | 28786.9081 | 30582.376 | 32377.8439 | 34173.3118 | 35968.7796 | 37764.2475 | 39559.7154 | 41355.1833 | 43150.6512 | 44946.119 | 46741.5869 | 48537.0548 | 50332.5227 | 52127.9906
N-1 |  | Deficit Flex-2-1 | 192864.6662 | 195239.242 | 196366.7654 | 197525.3756 | 198743.9239 | 200140.9384 | 201537.7103 | 203264.3598 | 205020.8584 | 206857.3016 | 208717.8537 | 210603.1815 | 212516.4069 | 214384.6797 | 216269.2922 | 218166.2033 | 220084.6619 | 221841.8513 | 223594.2698 | 225336.5209 | 227080.1514 | 228568.346 | 230020.4249 | 231425.4869 | 232792.6641 | 233827.4721 | 234770.9697
N-1 |  | Deficit Flex-2-2 | 57814.1638 | 62191.7469 | 64361.1052 | 66628.501 | 69068.2267 | 71918.961 | 74820.6792 | 78496.8393 | 82309.216 | 86348.3473 | 90544.7485 | 94913.207 | 99465.7345 | 104037.4078 | 108760.5825 | 113603.9974 | 118575.883 | 123222.715 | 127939.1384 | 132690.6949 | 137509.2221 | 141696.5467 | 145839.4246 | 149897.7742 | 153895.1644 | 156987.0204 | 159822.5063
|  | Component | 2022 | 2023 | 2024 | 2025 | 2026 | 2027 | 2028 | 2029 | 2030 | 2031 | 2032 | 2033 | 2034 | 2035 | 2036 | 2037 | 2038 | 2039 | 2040 | 2041 | 2042 | 2043 | 2044 | 2045 | 2046 | 2047 | 2048
| Mira Loma | Losses (MWh) | 48453.3 | 48868.5423 | 49283.7846 | 49699.0269 | 50114.2692 | 50529.5115 | 50944.7538 | 51359.9962 | 51775.2385 | 52190.4808 | 52605.7231 | 53020.9654 | 53436.2077 | 53851.45 | 54266.6923 | 54681.9346 | 55097.1769 | 55512.4192 | 55927.6615 | 56342.9038 | 56758.1462 | 57173.3885 | 57588.6308 | 58003.8731 | 58419.1154 | 58834.3577 | 59249.6
N-1 |  | EENS | 0 | 0 | 0 | 0 | 0 | 0 | 29.4 | 45.95 | 62.5 | 79.05 | 95.6 | 148.9833 | 202.3667 | 255.75 | 309.1333 | 362.5167 | 415.9 | 557.66 | 699.42 | 841.18 | 982.94 | 1124.7 | 1301.5 | 1478.3 | 1655.1 | 1831.9 | 2008.7
N-1 |  | IP | 0 | 0 | 0 | 0 | 0 | 0 | 10 | 12.375 | 14.75 | 17.125 | 19.5 | 21.7833 | 24.0667 | 26.35 | 28.6333 | 30.9167 | 33.2 | 35.26 | 37.32 | 39.38 | 41.44 | 43.5 | 45.4 | 47.3 | 49.2 | 51.1 | 53
N-1 |  | SAIDI | 0 | 0 | 0 | 0 | 0 | 0 | 0.15146 | 0.33058 | 0.5097 | 0.68882 | 0.86794 | 2.5276 | 4.1873 | 5.847 | 7.5067 | 9.1663 | 10.826 | 17.2126 | 23.5991 | 29.9857 | 36.3723 | 42.7589 | 56.6648 | 70.5707 | 84.4766 | 98.3825 | 112.2884
N-1 |  | SAIFI | 0 | 0 | 0 | 0 | 0 | 0 | 0.030292 | 0.047389 | 0.064487 | 0.081584 | 0.098682 | 0.15352 | 0.20836 | 0.26321 | 0.31805 | 0.37289 | 0.42773 | 0.56316 | 0.6986 | 0.83403 | 0.96946 | 1.1049 | 1.2662 | 1.4274 | 1.5887 | 1.75 | 1.9112
N-1 |  | PFD | 0 | 0 | 0 | 0 | 0 | 0 | 5 | 6 | 7 | 8 | 9 | 12.5 | 16 | 19.5 | 23 | 26.5 | 30 | 33.6 | 37.2 | 40.8 | 44.4 | 48 | 53.6 | 59.2 | 64.8 | 70.4 | 76
N-1 |  | Deficit Flex-1 | 2180.0835 | 2898.8487 | 3617.6139 | 4336.3791 | 5055.1443 | 5773.9095 | 6492.6746 | 7211.4398 | 7930.205 | 8648.9702 | 9367.7354 | 10086.5006 | 10805.2658 | 11524.031 | 12242.7961 | 12961.5613 | 13680.3265 | 14399.0917 | 15117.8569 | 15836.6221 | 16555.3873 | 17274.1525 | 17992.9177 | 18711.6828 | 19430.448 | 20149.2132 | 20867.9784
N-1 |  | Deficit Flex-2-1 | 139482.7768 | 141661.0739 | 142695.398 | 143758.2393 | 144876.0643 | 146157.6038 | 147438.9207 | 149022.8481 | 150634.1573 | 152318.803 | 154025.5648 | 155755.0544 | 157510.1356 | 159223.9799 | 160952.8133 | 162692.9287 | 164452.8105 | 166064.7535 | 167672.3198 | 169270.5592 | 170870.0639 | 172235.2467 | 173567.299 | 174856.2208 | 176110.3893 | 177059.6618 | 177925.1713
N-1 |  | Deficit Flex-2-2 | 18207.5099 | 20177.8862 | 21154.985 | 22187.794 | 23306.0495 | 24628.6212 | 25977.7192 | 27718.0155 | 29564.0364 | 31547.8241 | 33624.1413 | 35786.2581 | 38068.6067 | 40360.4483 | 42747.9618 | 45229.5104 | 47823.0617 | 50258.7595 | 52732.5081 | 55279.566 | 57905.4868 | 60210.0704 | 62522.0167 | 64828.4197 | 67109.5592 | 68872.9065 | 70500.7569
N-0 |  | EENS | 0 | 0 | 0 | 0 | 0 | 0 | 0 | 0 | 0 | 17.9 | 35.8 | 82.1667 | 128.5333 | 174.9 | 221.2667 | 267.6333 | 314 | 412.52 | 511.04 | 609.56 | 708.08 | 806.6 | 1026.24 | 1245.88 | 1465.52 | 1685.16 | 1904.8
N-0 |  | IP | 0 | 0 | 0 | 0 | 0 | 0 | 0 | 0 | 0 | 10 | 20 | 30.7 | 41.4 | 52.1 | 62.8 | 73.5 | 84.2 | 95 | 105.8 | 116.6 | 127.4 | 138.2 | 147.4 | 156.6 | 165.8 | 175 | 184.2
N-0 |  | SAIDI | 0 | 0 | 0 | 0 | 0 | 0 | 0 | 0 | 0 | 0.053352 | 0.1067 | 0.55687 | 1.007 | 1.4572 | 1.9074 | 2.3575 | 2.8077 | 5.7722 | 8.7367 | 11.7012 | 14.6657 | 17.6302 | 25.4588 | 33.2875 | 41.1162 | 48.9448 | 56.7735
N-0 |  | SAIFI | 0 | 0 | 0 | 0 | 0 | 0 | 0 | 0 | 0 | 0.017784 | 0.035568 | 0.081634 | 0.1277 | 0.17377 | 0.21983 | 0.2659 | 0.31196 | 0.40985 | 0.50773 | 0.60561 | 0.70349 | 0.80137 | 1.0196 | 1.2378 | 1.456 | 1.6742 | 1.8925
N-0 |  | PFD | 0 | 0 | 0 | 0 | 0 | 0 | 0 | 0 | 0 | 1.5 | 3 | 4 | 5 | 6 | 7 | 8 | 9 | 11.6 | 14.2 | 16.8 | 19.4 | 22 | 23.6 | 25.2 | 26.8 | 28.4 | 30
N-0 Monetized | Residential | $ | 0 | 0 | 0 | 0 | 0 | 0 | 0 | 0 | 0 | 123942.3564 | 353672.519 | 661884.9621 | 1081269.1276 | 1527580.7028 | 1803526.5304 | 2444502.6326 | 2986664.4742 | 3432299.5367 | 4274751.1589 | 5291950.8332 | 6292093.8679 | 7566867.9834 | 8654263.3392 | 10517607.0887 | 12420355.2831 | 14136191.9695 | 15864656.354
N-0 Monetized | Commercial | $ | 0 | 0 | 0 | 0 | 0 | 0 | 0 | 0 | 0 | 698409.5507 | 1998484.8521 | 3504044.2523 | 5765614.7285 | 8026321.7671 | 8607090.5854 | 11866933.8278 | 13901770.2048 | 15087279.2443 | 18967114.8348 | 23447026.3255 | 27149069.3663 | 32500146.7869 | 37406645.6721 | 45805521.8734 | 54051793.9601 | 61874619.0967 | 69838620.4275
N-1 Monetized | Residential | $ | 0 | 0 | 0 | 0 | 0 | 0 | 7462.6781 | 11824.3804 | 16186.0827 | 20547.785 | 24909.4873 | 29271.1896 | 61284.2169 | 93297.2443 | 125310.2716 | 157323.2989 | 189336.3263 | 280989.8493 | 372643.3724 | 464296.8955 | 555950.4185 | 647603.9416 | 807955.1802 | 968306.4188 | 1128657.6575 | 1289008.8961 | 1449360.1347
N-1 Monetized | Commercial | $ | 0 | 0 | 0 | 0 | 0 | 0 | 30966.277 | 49065.0988 | 67163.9207 | 85262.7426 | 103361.5645 | 121460.3864 | 254297.9897 | 387135.5929 | 519973.1962 | 652810.7995 | 785648.4028 | 1165963.3979 | 1546278.393 | 1926593.3881 | 2306908.3832 | 2687223.3783 | 3352598.5706 | 4017973.763 | 4683348.9554 | 5348724.1478 | 6014099.3402
Flex-2-2 Monetized | Aggregate of Customer and Residential | $ | 5590054.3419 | 6282456.9923 | 6730597.3403 | 7226569.5109 | 7694684.7642 | 8351451.0883 | 9003257.1196 | 9704412.1477 | 10564905.9908 | 11512383.6733 | 12536728.5059 | 13628830.8813 | 14710784.1817 | 15982540.2245 | 17272297.5241 | 18697647.9696 | 20070638.4307 | 21650413.2881 | 23038108.3451 | 24646980.7843 | 26383048.1995 | 28159044.7524 | 29872854.2578 | 31739822.2961 | 33621244.2776 | 35261048.8216 | 36988080.788
|  | LMP | 40 | 41 | 42.025 | 43.0756 | 44.1525 | 45.2563 | 46.3877 | 47.5474 | 48.7361 | 49.9545 | 51.2034 | 52.4835 | 53.7956 | 55.1404 | 56.519 | 57.9319 | 59.3802 | 60.8647 | 62.3863 | 63.946 | 65.5447 | 67.1833 | 68.8629 | 70.5844 | 72.349 | 74.1578 | 76.0117
Comparison to Baseline
| NPV of benefit | Component | 2022 | 2023 | 2024 | 2025 | 2026 | 2027 | 2028 | 2029 | 2030 | 2031 | 2032 | 2033 | 2034 | 2035 | 2036 | 2037 | 2038 | 2039 | 2040 | 2041 | 2042 | 2043 | 2044 | 2045 | 2046 | 2047 | 2048
40.3333 | 12757.8796 | Losses (MWh) | 1213.7 | 1235.2481 | 1256.7962 | 1278.3442 | 1299.8923 | 1321.4404 | 1342.9885 | 1364.5365 | 1386.0846 | 1407.6327 | 1429.1808 | 1450.7288 | 1472.2769 | 1493.825 | 1515.3731 | 1536.9212 | 1558.4692 | 1580.0173 | 1601.5654 | 1623.1135 | 1644.6615 | 1666.2096 | 1687.7577 | 1709.3058 | 1730.8538 | 1752.4019 | 1773.95
2313.9475 | 638758.9962 | Losses ($) | 48548 | 50645.1712 | 52816.8584 | 55065.4767 | 57393.5154 | 59803.5402 | 62298.1952 | 64880.2057 | 67552.3805 | 70317.6138 | 73178.8885 | 76139.2785 | 79201.9512 | 82370.1705 | 85647.2995 | 89036.8036 | 92542.2533 | 96167.3275 | 99915.8166 | 103791.6255 | 107798.7774 | 111941.4172 | 116223.8148 | 120650.3688 | 125225.6107 | 129954.2081 | 134840.9695
7.1953 | 1152.6508 | EENS | 10 | 20.5 | 29.88 | 39.26 | 48.64 | 58.02 | 38 | 45.5 | 53 | 60.5 | 68 | 100.4833 | 132.9667 | 165.45 | 197.9333 | 230.4167 | 262.9 | 335.56 | 408.22 | 480.88 | 553.54 | 470.9 | 539.58 | 608.26 | 676.94 | 745.62 | 814.3
0.09845 | 30.1081 | IP | 2 | 3 | 4.68 | 6.36 | 8.04 | 9.72 | 1.4 | 0.825 | 0.25 | -0.325 | -0.9 | -0.43333 | 0.033333 | 0.5 | 0.96667 | 1.4333 | 1.9 | 1.88 | 1.86 | 1.84 | 1.82 | 1.8 | 4.52 | 7.24 | 9.96 | 12.68 | 15.4
0.76427 | 89.1797 | SAIDI | 0.084812 | 0.24283 | 0.34046 | 0.43809 | 0.53572 | 0.63335 | 0.57952 | 0.83487 | 1.0902 | 1.3456 | 1.6009 | 3.5912 | 5.5815 | 7.5717 | 9.562 | 11.5523 | 13.5426 | 20.965 | 28.3874 | 35.8098 | 43.2322 | 50.6546 | 68.8426 | 87.0306 | 105.2185 | 123.4065 | 141.5944
0.0047122 | 0.74193 | SAIFI | 0.006058 | 0.017772 | 0.025047 | 0.032322 | 0.039597 | 0.046872 | 0.023855 | 0.02641 | 0.028964 | 0.031518 | 0.034073 | 0.055854 | 0.077635 | 0.099416 | 0.1212 | 0.14298 | 0.16476 | 0.19331 | 0.22186 | 0.25041 | 0.27896 | 0.30751 | 0.37073 | 0.43394 | 0.49716 | 0.56037 | 0.62359
1.3085 | 325.894 | PFD | 14 | 21 | 23.2 | 25.4 | 27.6 | 29.8 | 27 | 29.75 | 32.5 | 35.25 | 38 | 41.3333 | 44.6667 | 48 | 51.3333 | 54.6667 | 58 | 60.8 | 63.6 | 66.4 | 69.2 | 72 | 73 | 74 | 75 | 76 | 77
466.1977 | 107491.5645 | Flex-1 | 3265.7422 | 4342.4449 | 5419.1475 | 6495.8502 | 7572.5529 | 8649.2556 | 9725.9583 | 10802.661 | 11979.3637 | 12956.0664 | 14032.7691 | 15109.4718 | 16186.1745 | 17262.8772 | 18339.5798 | 19416.2825 | 20492.9852 | 21569.6879 | 22646.3906 | 23723.0933 | 24799.796 | 25876.4987 | 26953.2014 | 28029.9041 | 29106.6068 | 30183.3095 | 31260.0121
1489.2707 | 502763.6315 | Flex-2-1 | 53381.8894 | 53578.1681 | 53671.3674 | 53767.1363 | 53867.8596 | 53983.3346 | 54098.7896 | 54241.5117 | 54386.7011 | 54538.4986 | 54692.2889 | 54848.1271 | 55006.2713 | 55160.6998 | 55316.4789 | 55473.2746 | 55631.8514 | 55777.0979 | 55921.95 | 56065.9617 | 56210.0875 | 56333.0993 | 56453.1259 | 56569.2661 | 56682.2748 | 56767.8104 | 56845.7984
1735.0291 | 496777.8675 | Flex-2-2 | 39606.6539 | 42013.8607 | 43206.1203 | 44440.707 | 45762.1773 | 47290.3398 | 48842.96 | 50778.8238 | 52745.1796 | 54800.5232 | 56920.6071 | 59126.949 | 61397.1279 | 63676.9595 | 66012.6208 | 68374.4869 | 70752.8213 | 72963.9555 | 75206.6303 | 77411.1289 | 79603.7353 | 81486.4763 | 83317.408 | 85069.3544 | 86785.6051 | 88114.1139 | 89321.7495
42.0922 | 6756.1081 | EENS | 22.2 | 65.8 | 102.72 | 139.64 | 176.56 | 213.48 | 221 | 302.725 | 384.45 | 466.175 | 547.9 | 755.9333 | 963.9667 | 1172 | 1380.0333 | 1588.0667 | 1796.1 | 2048.82 | 2301.54 | 2554.26 | 2806.98 | 3059.7 | 3307.94 | 3556.18 | 3804.42 | 4052.66 | 4300.9
2.2697 | 596.6983 | IP | 13 | 27 | 34.52 | 42.04 | 49.56 | 57.08 | 64.6 | 75.025 | 85.45 | 85.875 | 86.3 | 89.55 | 92.8 | 96.05 | 99.3 | 102.55 | 105.8 | 106.2 | 106.6 | 107 | 107.4 | 107.8 | 107.08 | 106.36 | 105.64 | 104.92 | 104.2
2.9933 | 374.9873 | SAIDI | 0.047254 | 0.28012 | 0.59718 | 0.91425 | 1.2313 | 1.5484 | 1.8655 | 3.7961 | 5.7267 | 7.604 | 9.4813 | 21.9505 | 34.4196 | 46.8888 | 59.358 | 71.8272 | 84.2963 | 111.1163 | 137.9362 | 164.7562 | 191.5762 | 218.3961 | 266.7749 | 315.1536 | 363.5324 | 411.9112 | 460.2899
0.048675 | 7.8147 | SAIFI | 0.023627 | 0.070029 | 0.10932 | 0.14861 | 0.18791 | 0.2272 | 0.26649 | 0.37108 | 0.47567 | 0.56248 | 0.64929 | 0.88144 | 1.1136 | 1.3457 | 1.5779 | 1.81 | 2.0422 | 2.3641 | 2.6861 | 3.0081 | 3.33 | 3.652 | 3.8861 | 4.1202 | 4.3544 | 4.5885 | 4.8227
0.5535 | 111.0942 | PFD | 2 | 4 | 4.6 | 5.2 | 5.8 | 6.4 | 7 | 8.75 | 10.5 | 10.75 | 11 | 13.8333 | 16.6667 | 19.5 | 22.3333 | 25.1667 | 28 | 28.6 | 29.2 | 29.8 | 30.4 | 31 | 34.2 | 37.4 | 40.6 | 43.8 | 47
Monetized Benefits for Alternative
Residential | Cost of Reliability (N-1) | $/kwh | 4.4933 | 4.6057 | 4.7208 | 4.8388 | 4.9598 | 5.0838 | 5.2109 | 5.3412 | 5.4747 | 5.6115 | 5.7518 | 5.8956 | 6.043 | 6.1941 | 6.349 | 6.5077 | 6.6704 | 6.8371 | 7.0081 | 7.1833 | 7.3628 | 7.5469 | 7.7356 | 7.929 | 8.1272 | 8.3304 | 8.5386
Residential | Cost of Reliability (N-0) | $/kwh | 3.792 | 3.8868 | 3.984 | 4.0836 | 4.1857 | 4.2903 | 4.3976 | 4.5075 | 4.6202 | 4.7357 | 4.8541 | 4.9754 | 5.0998 | 5.2273 | 5.358 | 5.4919 | 5.6292 | 5.77 | 5.9142 | 6.0621 | 6.2136 | 6.369 | 6.5282 | 6.6914 | 6.8587 | 7.0302 | 7.2059
Commerical | Cost of Reliability (N-1) | $/kwh | 166.5977 | 170.7626 | 175.0317 | 179.4075 | 183.8927 | 188.49 | 193.2022 | 198.0323 | 202.9831 | 208.0577 | 213.2591 | 218.5906 | 224.0553 | 229.6567 | 235.3981 | 241.2831 | 247.3152 | 253.4981 | 259.8355 | 266.3314 | 272.9897 | 279.8144 | 286.8098 | 293.98 | 301.3295 | 308.8628 | 316.5843
Commerical | Cost of Reliability (N-0) | $/kwh | 153.8372 | 157.6831 | 161.6252 | 165.6658 | 169.8075 | 174.0527 | 178.404 | 182.8641 | 187.4357 | 192.1216 | 196.9246 | 201.8477 | 206.8939 | 212.0663 | 217.3679 | 222.8021 | 228.3722 | 234.0815 | 239.9335 | 245.9319 | 252.0802 | 258.3822 | 264.8417 | 271.4628 | 278.2493 | 285.2056 | 292.3357
Residential (N-1) | EENS | 330802.0376 | 1354.9655 | 3468.8297 | 5582.694 | 7696.5582 | 9810.4224 | 11924.2866 | 6575.4728 | 8477.64 | 10379.8072 | 12281.9745 | 14184.1417 | 49467.349 | 57099.2313 | 64731.1135 | 72362.9958 | 79994.8781 | 87626.7604 | 99946.6245 | 112266.4885 | 124586.3526 | 136906.2167 | 149226.0808 | 164815.0329 | 180403.9849 | 195992.9369 | 211581.889 | 227170.841
Commerical(N-1) | EENS | 1372658.3671 | 5622.4102 | 14393.8598 | 23165.3095 | 31936.7591 | 40708.2087 | 49479.6583 | 27284.831 | 35177.847 | 43070.863 | 50963.8789 | 58856.8949 | 205264.0637 | 236932.451 | 268600.8383 | 300269.2257 | 331937.613 | 363606.0004 | 414727.1018 | 465848.2033 | 516969.3048 | 568090.4062 | 619211.5077 | 683897.6432 | 748583.7788 | 813269.9143 | 877956.0499 | 942642.1854
Aggregate | EENS | 1703460.4047 | 6977.3757 | 17862.6896 | 28748.0034 | 39633.3173 | 50518.6311 | 61403.9449 | 33860.3038 | 43655.487 | 53450.6702 | 63245.8534 | 73041.0366 | 254731.4127 | 294031.6823 | 333331.9519 | 372632.2215 | 411932.4911 | 451232.7607 | 514673.7263 | 578114.6918 | 641555.6574 | 704996.623 | 768437.5885 | 848712.6761 | 928987.7637 | 1009262.8513 | 1089537.9388 | 1169813.0264
Residential (N-0) | EENS | 42913199.005 | 160316.9663 | 426669.2569 | 622795.9652 | 833703.4387 | 1064554.7712 | 1155250.6033 | 1567814.793 | 2064587.6917 | 2485972.1963 | 2783272.4263 | 3299814.5354 | 3850475.7392 | 4764443.812 | 5617653.6873 | 7300816.1569 | 8958125.9121 | 11109103.1873 | 13759603.4748 | 15118498.4095 | 16912226.0903 | 19008392.8496 | 20850199.4314 | 23097789.2104 | 25029337.3935 | 27483197.3145 | 29116974.7081 | 30682016.8859
Commerical(N-0) | EENS | 188176890.7797 | 903378.8257 | 2253314.5962 | 3310509.5162 | 4447440.2171 | 5587242.1815 | 5454561.6522 | 7543245.1948 | 10054559.7799 | 11610814.2147 | 12127941.5065 | 14063799.2708 | 15899598.8684 | 19454125.7761 | 23045089.4298 | 31037650.6715 | 38384584.3371 | 49073605.1028 | 62880257.3788 | 66526514.7909 | 73442916.9387 | 81895863.1057 | 90034005.7516 | 99109903.549 | 106506996.7079 | 116614633.5578 | 123886576.8616 | 128435949.8579
Aggregate | EENS | 231090089.7847 | 1063695.7919 | 2679983.8531 | 3933305.4814 | 5281143.6558 | 6651796.9527 | 6609812.2555 | 9111059.9878 | 12119147.4716 | 14096786.411 | 14911213.9329 | 17363613.8062 | 19750074.6075 | 24218569.5881 | 28662743.1171 | 38338466.8284 | 47342710.2491 | 60182708.2902 | 76639860.8536 | 81645013.2003 | 90355143.029 | 100904255.9553 | 110884205.183 | 122207692.7594 | 131536334.1014 | 144097830.8723 | 153003551.5697 | 159117966.7438
Residential (N-1) | Value for Flex-1 | 592582122.9867 | 13206640.1538 | 17999839.333 | 23024444.3211 | 28289029.659 | 33802453.9861 | 39573868.886 | 45612727.9971 | 51928796.3958 | 58532160.2594 | 65433236.8185 | 72642784.6053 | 80171914.0085 | 88032098.1414 | 96235184.0348 | 104793404.1614 | 113719388.3044 | 123026175.7769 | 132727228.0054 | 142836441.4854 | 153368161.1219 | 164337193.9644 | 175758823.3482 | 187648823.455 | 200023474.3026 | 212899577.1778 | 226294470.5254 | 240226046.3047
Commerical(N-1) | Value for Flex-1 | 2441220581.3555 | 54406504.1844 | 74152723.3715 | 94852249.4528 | 116540406.3861 | 139253688.5102 | 163029796.9864 | 187907677.3312 | 213927558.07 | 241130990.5475 | 269560889.9251 | 299261577.4024 | 330278823.6974 | 362659893.8213 | 396453593.1865 | 431710315.0864 | 468482089.5856 | 506822633.8627 | 546787404.0478 | 588433648.5959 | 631820463.2439 | 677008847.5939 | 724061763.3719 | 773044194.4091 | 824023208.396 | 877068020.4607 | 932250058.6235 | 989643031.1816
Aggregate | Value for Flex-1 | 3033802704.3422 | 67613144.3382 | 92152562.7045 | 117876693.7739 | 144829436.0451 | 173056142.4962 | 202603665.8724 | 233520405.3283 | 265856354.4658 | 299663150.8069 | 334994126.7435 | 371904362.0077 | 410450737.7059 | 450691991.9627 | 492688777.2213 | 536503719.2479 | 582201477.89 | 629848809.6397 | 679514632.0532 | 731270090.0813 | 785188624.3658 | 841346041.5583 | 899820586.7201 | 960693017.8641 | 1024046682.6986 | 1089967597.6386 | 1158544529.1489 | 1229869077.4862
Residential (N-1) | Value for Flex-2 | 21151039.8546 | 1821817.6563 | 1874229.1639 | 1924426.6234 | 1976056.9999 | 2029252.7654 | 2084442.8881 | 2141123.4401 | 2200441.403 | 2261489.6556 | 2324496.6899 | 2389327.7039 | 2456039.1618 | 2524698.7032 | 2595081.3883 | 2667470.4005 | 2741907.1844 | 2818488.874 | 2896493.7185 | 2976616.2587 | 3058888.7652 | 3143420.8878 | 3229057.5446 | 3316835.9997 | 3406751.1712 | 3498895.7769 | 3591780.1306 | 3686632.4073
Commerical(N-1) | Value for Flex-2 | 95341526.1381 | 8212119.919 | 8448372.7535 | 8674645.43 | 8907377.1977 | 9147165.1941 | 9395943.0585 | 9651439.2592 | 9918823.9907 | 10194008.266 | 10478022.0473 | 10770257.6944 | 11070969.7279 | 11380463.0436 | 11697723.692 | 12024028.1641 | 12359563.2785 | 12704766.8816 | 13056385.5713 | 13417550.0958 | 13788405.9207 | 14169447.3083 | 14555467.552 | 14951142.2765 | 15356448.5752 | 15771804.3871 | 16190494.7256 | 16618055.7761
Aggregate of Flex-2 (Component 1) | Value for Flex-2 | 116492565.9927 | 10033937.5754 | 10322601.9174 | 10599072.0534 | 10883434.1977 | 11176417.9596 | 11480385.9467 | 11792562.6992 | 12119265.3937 | 12455497.9216 | 12802518.7373 | 13159585.3984 | 13527008.8897 | 13905161.7467 | 14292805.0804 | 14691498.5646 | 15101470.4629 | 15523255.7556 | 15952879.2898 | 16394166.3545 | 16847294.6859 | 17312868.196 | 17784525.0966 | 18267978.2763 | 18763199.7465 | 19270700.164 | 19782274.8562 | 20304688.1835
Aggregate of Flex-2 (Component 2) | Value for Flex-2-2 | 164515733.1586 | 10482499.4995 | 11411281.5806 | 12010926.2678 | 12686198.5782 | 13366610.4878 | 14080247.5872 | 14863873.5092 | 15871452.4181 | 16898479.6503 | 17980157.8521 | 18826641.1611 | 19952252.8052 | 21242518.6199 | 22470884.0886 | 23660493.9113 | 25212246.2818 | 26640928.0019 | 27859168.1009 | 29591187.3236 | 31208235.7492 | 32649034.2798 | 34163037.8348 | 35684390.6013 | 37265208.9378 | 38911154.2382 | 40402941.8824 | 41868926.9049
Aggregate ($M) |  | 3547.6046 | 89200254.5807 | 116584292.7451 | 144448745.5799 | 173719845.794 | 204301486.5274 | 234835515.6068 | 269321761.8283 | 306009875.2361 | 343167365.4601 | 380751263.1192 | 421327243.41 | 463934805.421 | 510352273.5997 | 558448541.4592 | 613566810.7737 | 670269837.3749 | 732646934.4481 | 800481214.0237 | 859478571.6516 | 924240853.4873 | 992917196.6123 | 1063420792.4231 | 1137701792.1771 | 1212540413.2479 | 1293256545.7643 | 1372822835.3961 | 1452330472.3449
Aggregate ($M)+ Monetized Losses |  | 3548.2433 | 89248802.5807 | 116634937.9163 | 144501562.4382 | 173774911.2707 | 204358880.0429 | 234895319.1469 | 269384060.0235 | 306074755.4419 | 343234917.8405 | 380821580.7329 | 421400422.2986 | 464010944.6995 | 510431475.5509 | 558530911.6297 | 613652458.0732 | 670358874.1784 | 732739476.7014 | 800577381.3513 | 859578487.4682 | 924344645.1128 | 993024995.3897 | 1063532733.8403 | 1137818015.9919 | 1212661063.6167 | 1293381771.3749 | 1372952789.6042 | 1452465313.3143
Project Cost |  | 290
Benefit-Cost Ratio |  | 12.2331
7.1953
466.1977
1489.2707
1735.0291
42.0922

## SCE Orange County
|  | Component | 2022 | 2023 | 2024 | 2025 | 2026 | 2027 | 2028 | 2029 | 2030 | 2031 | 2032 | 2033 | 2034 | 2035 | 2036 | 2037 | 2038 | 2039 | 2040 | 2041 | 2042 | 2043 | 2044 | 2045 | 2046 | 2047 | 2048
| Baseline | Losses (MWh) | 49667 | 50103.7904 | 50540.5808 | 50977.3712 | 51414.1615 | 51850.9519 | 52287.7423 | 52724.5327 | 53161.3231 | 53598.1135 | 54034.9038 | 54471.6942 | 54908.4846 | 55345.275 | 55782.0654 | 56218.8558 | 56655.6462 | 57092.4365 | 57529.2269 | 57966.0173 | 58402.8077 | 58839.5981 | 59276.3885 | 59713.1788 | 60149.9692 | 60586.7596 | 61023.55
N-1 |  | EENS | 10 | 20.5 | 29.88 | 39.26 | 48.64 | 58.02 | 67.4 | 91.45 | 115.5 | 139.55 | 163.6 | 249.4667 | 335.3333 | 421.2 | 507.0667 | 592.9333 | 678.8 | 893.22 | 1107.64 | 1322.06 | 1536.48 | 1595.6 | 1841.08 | 2086.56 | 2332.04 | 2577.52 | 2823
N-1 |  | IP | 2 | 3 | 4.68 | 6.36 | 8.04 | 9.72 | 11.4 | 13.2 | 15 | 16.8 | 18.6 | 21.35 | 24.1 | 26.85 | 29.6 | 32.35 | 35.1 | 37.14 | 39.18 | 41.22 | 43.26 | 45.3 | 49.92 | 54.54 | 59.16 | 63.78 | 68.4
N-1 |  | SAIDI | 0.084812 | 0.24283 | 0.34046 | 0.43809 | 0.53572 | 0.63335 | 0.73098 | 1.1655 | 1.5999 | 2.0344 | 2.4689 | 6.1188 | 9.7688 | 13.4187 | 17.0687 | 20.7186 | 24.3686 | 38.1776 | 51.9865 | 65.7955 | 79.6045 | 93.4135 | 125.5074 | 157.6012 | 189.6951 | 221.789 | 253.8829
N-1 |  | SAIFI | 0.006058 | 0.017772 | 0.025047 | 0.032322 | 0.039597 | 0.046872 | 0.054147 | 0.073799 | 0.093451 | 0.1131 | 0.13275 | 0.20938 | 0.286 | 0.36262 | 0.43924 | 0.51587 | 0.59249 | 0.75647 | 0.92046 | 1.0844 | 1.2484 | 1.4124 | 1.6369 | 1.8614 | 2.0859 | 2.3103 | 2.5348
N-1 |  | PFD | 14 | 21 | 23.2 | 25.4 | 27.6 | 29.8 | 32 | 35.75 | 39.5 | 43.25 | 47 | 53.8333 | 60.6667 | 67.5 | 74.3333 | 81.1667 | 88 | 94.4 | 100.8 | 107.2 | 113.6 | 120 | 126.6 | 133.2 | 139.8 | 146.4 | 153
N-0 |  | EENS | 22.2 | 65.8 | 102.72 | 139.64 | 176.56 | 213.48 | 250.4 | 348.675 | 446.95 | 545.225 | 643.5 | 904.9167 | 1166.3333 | 1427.75 | 1689.1667 | 1950.5833 | 2212 | 2606.48 | 3000.96 | 3395.44 | 3789.92 | 4184.4 | 4609.44 | 5034.48 | 5459.52 | 5884.56 | 6309.6
N-0 |  | IP | 13 | 27 | 34.52 | 42.04 | 49.56 | 57.08 | 64.6 | 75.025 | 85.45 | 95.875 | 106.3 | 120.25 | 134.2 | 148.15 | 162.1 | 176.05 | 190 | 201.2 | 212.4 | 223.6 | 234.8 | 246 | 254.48 | 262.96 | 271.44 | 279.92 | 288.4
N-0 |  | SAIDI | 0.047254 | 0.28012 | 0.59718 | 0.91425 | 1.2313 | 1.5484 | 1.8655 | 3.7961 | 5.7267 | 7.6574 | 9.588 | 22.5073 | 35.4267 | 48.346 | 61.2653 | 74.1847 | 87.104 | 116.8885 | 146.6729 | 176.4574 | 206.2418 | 236.0263 | 292.2337 | 348.4411 | 404.6486 | 460.856 | 517.0634
N-0 |  | SAIFI | 0.023627 | 0.070029 | 0.10932 | 0.14861 | 0.18791 | 0.2272 | 0.26649 | 0.37108 | 0.47567 | 0.58027 | 0.68486 | 0.96307 | 1.2413 | 1.5195 | 1.7977 | 2.0759 | 2.3542 | 2.774 | 3.1938 | 3.6137 | 4.0335 | 4.4533 | 4.9057 | 5.358 | 5.8104 | 6.2628 | 6.7151
N-0 |  | PFD | 2 | 4 | 4.6 | 5.2 | 5.8 | 6.4 | 7 | 8.75 | 10.5 | 12.25 | 14 | 17.8333 | 21.6667 | 25.5 | 29.3333 | 33.1667 | 37 | 40.2 | 43.4 | 46.6 | 49.8 | 53 | 57.8 | 62.6 | 67.4 | 72.2 | 77
N-1 |  | Deficit Flex-1 | 5445.8257 | 7241.2936 | 9036.7614 | 10832.2293 | 12627.6972 | 14423.1651 | 16218.633 | 18014.1008 | 19909.5687 | 21605.0366 | 23400.5045 | 25195.9724 | 26991.4402 | 28786.9081 | 30582.376 | 32377.8439 | 34173.3118 | 35968.7796 | 37764.2475 | 39559.7154 | 41355.1833 | 43150.6512 | 44946.119 | 46741.5869 | 48537.0548 | 50332.5227 | 52127.9906
N-1 |  | Deficit Flex-2-1 | 192864.6662 | 195239.242 | 196366.7654 | 197525.3756 | 198743.9239 | 200140.9384 | 201537.7103 | 203264.3598 | 205020.8584 | 206857.3016 | 208717.8537 | 210603.1815 | 212516.4069 | 214384.6797 | 216269.2922 | 218166.2033 | 220084.6619 | 221841.8513 | 223594.2698 | 225336.5209 | 227080.1514 | 228568.346 | 230020.4249 | 231425.4869 | 232792.6641 | 233827.4721 | 234770.9697
N-1 |  | Deficit Flex-2-2 | 57814.1638 | 62191.7469 | 64361.1052 | 66628.501 | 69068.2267 | 71918.961 | 74820.6792 | 78496.8393 | 82309.216 | 86348.3473 | 90544.7485 | 94913.207 | 99465.7345 | 104037.4078 | 108760.5825 | 113603.9974 | 118575.883 | 123222.715 | 127939.1384 | 132690.6949 | 137509.2221 | 141696.5467 | 145839.4246 | 149897.7742 | 153895.1644 | 156987.0204 | 159822.5063
|  | Component | 2022 | 2023 | 2024 | 2025 | 2026 | 2027 | 2028 | 2029 | 2030 | 2031 | 2032 | 2033 | 2034 | 2035 | 2036 | 2037 | 2038 | 2039 | 2040 | 2041 | 2042 | 2043 | 2044 | 2045 | 2046 | 2047 | 2048
| SCE Orange County | Losses (MWh) | 43189.3 | 43589.8981 | 43990.4962 | 44391.0942 | 44791.6923 | 45192.2904 | 45592.8885 | 45993.4865 | 46394.0846 | 46794.6827 | 47195.2808 | 47595.8788 | 47996.4769 | 48397.075 | 48797.6731 | 49198.2712 | 49598.8692 | 49999.4673 | 50400.0654 | 50800.6635 | 51201.2615 | 51601.8596 | 52002.4577 | 52403.0558 | 52803.6538 | 53204.2519 | 53604.85
N-1 |  | EENS | 0 | 0 | 0 | 0 | 0 | 0 | 12.5 | 17.06 | 21.62 | 26.18 | 30.74 | 35.3 | 54.22 | 73.14 | 92.06 | 110.98 | 129.9 | 166.54 | 203.18 | 239.82 | 276.46 | 313.1 | 366.12 | 419.14 | 472.16 | 525.18 | 578.2
N-1 |  | IP | 0 | 0 | 0 | 0 | 0 | 0 | 2.5 | 2.66 | 2.82 | 2.98 | 3.14 | 3.3 | 5.44 | 7.58 | 9.72 | 11.86 | 14 | 16.4 | 18.8 | 21.2 | 23.6 | 26 | 28.06 | 30.12 | 32.18 | 34.24 | 36.3
N-1 |  | SAIDI | 0 | 0 | 0 | 0 | 0 | 0 | 0.057282 | 0.089623 | 0.12196 | 0.15431 | 0.18665 | 0.21899 | 0.51152 | 0.80406 | 1.0966 | 1.3891 | 1.6817 | 2.4471 | 3.2126 | 3.9781 | 4.7436 | 5.5091 | 7.8031 | 10.0972 | 12.3912 | 14.6853 | 16.9794
N-1 |  | SAIFI | 0 | 0 | 0 | 0 | 0 | 0 | 0.011456 | 0.017616 | 0.023776 | 0.029936 | 0.036096 | 0.042255 | 0.063687 | 0.085118 | 0.10655 | 0.12798 | 0.14941 | 0.19334 | 0.23727 | 0.28119 | 0.32512 | 0.36905 | 0.43187 | 0.49469 | 0.55752 | 0.62034 | 0.68316
N-1 |  | PFD | 0 | 0 | 0 | 0 | 0 | 0 | 5 | 4.4 | 3.8 | 3.2 | 2.6 | 2 | 3 | 4 | 5 | 6 | 7 | 8.4 | 9.8 | 11.2 | 12.6 | 14 | 16.8 | 19.6 | 22.4 | 25.2 | 28
N-1 |  | Deficit Flex-1 | 834.5846 | 1109.744 | 1384.9033 | 1660.0627 | 1935.222 | 2210.3814 | 2485.5407 | 2760.7001 | 3035.8594 | 3311.0188 | 3586.1781 | 3861.3375 | 4136.4968 | 4411.6562 | 4686.8155 | 4961.9749 | 5237.1342 | 5512.2936 | 5787.4529 | 6062.6123 | 6337.7716 | 6612.931 | 6888.0903 | 7163.2497 | 7438.409 | 7713.5684 | 7988.7277
N-1 |  | Deficit Flex-2-1 | 54764.9148 | 56456.6738 | 57264.1482 | 58102.8603 | 58993.7823 | 60020.7396 | 61060.2357 | 62349.7014 | 63674.42 | 65074.1222 | 66500.3588 | 67959.9488 | 69460.9638 | 70942.3472 | 72455.0975 | 73989.9584 | 75557.5764 | 77001.5526 | 78450.2551 | 79897.7343 | 81355.9077 | 82603.697 | 83821.8059 | 85001.8517 | 86150.5431 | 87019.9806 | 87812.6997
N-1 |  | Deficit Flex-2-2 | 9568.3409 | 10808.8695 | 11423.6099 | 12072.1888 | 12781.4272 | 13642.3815 | 14526.6092 | 15648.7433 | 16868.6256 | 18215.1184 | 19643.6012 | 21155.0729 | 22755.3069 | 24391.4421 | 26087.6281 | 27877.6675 | 29762.7916 | 31535.2613 | 33354.3042 | 35206.8682 | 37117.7688 | 38799.8654 | 40468.2885 | 42121.6415 | 43768.6495 | 45037.8221 | 46209.916
N-0 |  | EENS | 0 | 0 | 0 | 0 | 0 | 0 | 0 | 0 | 0 | 0 | 0 | 0 | 0 | 0 | 0 | 0 | 0 | 0 | 18.05 | 36.1 | 54.15 | 72.2 | 104.12 | 136.04 | 167.96 | 199.88 | 231.8
N-0 |  | IP | 0 | 0 | 0 | 0 | 0 | 0 | 0 | 0 | 0 | 0 | 0 | 0 | 0 | 0 | 0 | 0 | 0 | 0 | 7.65 | 15.3 | 22.95 | 30.6 | 37.44 | 44.28 | 51.12 | 57.96 | 64.8
N-0 |  | SAIDI | 0 | 0 | 0 | 0 | 0 | 0 | 0 | 0 | 0 | 0 | 0 | 0 | 0 | 0 | 0 | 0 | 0 | 0 | 0.15964 | 0.31929 | 0.47893 | 0.63857 | 1.2284 | 1.8183 | 2.4081 | 2.9979 | 3.5878
N-0 |  | SAIFI | 0 | 0 | 0 | 0 | 0 | 0 | 0 | 0 | 0 | 0 | 0 | 0 | 0 | 0 | 0 | 0 | 0 | 0 | 0.019955 | 0.039911 | 0.059866 | 0.079822 | 0.11511 | 0.1504 | 0.18569 | 0.22098 | 0.25627
N-0 |  | PFD | 0 | 0 | 0 | 0 | 0 | 0 | 0 | 0 | 0 | 0 | 0 | 0 | 0 | 0 | 0 | 0 | 0 | 0 | 1 | 2 | 3 | 4 | 4.6 | 5.2 | 5.8 | 6.4 | 7
N-0 Monetized | Residential | $ | 0 | 0 | 0 | 0 | 0 | 0 | 0 | 0 | 0 | 0 | 0 | 0 | 0 | 0 | 0 | 0 | 0 | 0 | 15271.9817 | 212575.6902 | 493032.4346 | 774303.4922 | 1185035.2019 | 1602830.4662 | 2025810.7925 | 1992266.927 | 2403570.83
N-0 Monetized | Commercial | $ | 0 | 0 | 0 | 0 | 0 | 0 | 0 | 0 | 0 | 0 | 0 | 0 | 0 | 0 | 0 | 0 | 0 | 0 | 91363.112 | 1197854.3624 | 2786015.6005 | 4084057.7516 | 6298267.2359 | 8550537.1166 | 10630664.1029 | 9378941.4197 | 11396355.1089
N-1 Monetized | Residential | $ | 0 | 0 | 0 | 0 | 0 | 0 | 1964.1807 | 2811.9979 | 3659.8151 | 4507.6323 | 5355.4495 | 6203.2667 | 10155.5685 | 14107.8703 | 18060.1721 | 22012.4739 | 25964.7756 | 35922.5332 | 45880.2909 | 55838.0485 | 65795.8061 | 75753.5637 | 92756.9454 | 109760.3271 | 126763.7087 | 143767.0904 | 160770.4721
N-1 Monetized | Commercial | $ | 0 | 0 | 0 | 0 | 0 | 0 | 8150.3401 | 11668.3456 | 15186.351 | 18704.3565 | 22222.3619 | 25740.3674 | 42140.3876 | 58540.4079 | 74940.4281 | 91340.4483 | 107740.4685 | 149060.0426 | 190379.6168 | 231699.1909 | 273018.765 | 314338.3391 | 384893.6304 | 455448.9217 | 526004.213 | 596559.5043 | 667114.7955
Flex-2-2 Monetized | Aggregate of Customer and Residential | $ | 2988715.1815 | 3474425.7509 | 3751657.7356 | 4070279.9373 | 4412491.7663 | 4791431.3763 | 5212119.0919 | 5753900.6172 | 6268486.4681 | 6984695.6149 | 7607866.6112 | 8405634.938 | 9142341.0245 | 10081280.4146 | 11022862.4305 | 11901589.894 | 12955074.418 | 14020477.1106 | 15136362.9726 | 16330041.617 | 17509490.1667 | 18746602.5422 | 20019345.3449 | 21271767.6082 | 22544105.0366 | 23822318.6261 | 24993999.3165
|  | LMP | 40 | 41 | 42.025 | 43.0756 | 44.1525 | 45.2563 | 46.3877 | 47.5474 | 48.7361 | 49.9545 | 51.2034 | 52.4835 | 53.7956 | 55.1404 | 56.519 | 57.9319 | 59.3802 | 60.8647 | 62.3863 | 63.946 | 65.5447 | 67.1833 | 68.8629 | 70.5844 | 72.349 | 74.1578 | 76.0117
Comparison to Baseline
| NPV of benefit | Component | 2022 | 2023 | 2024 | 2025 | 2026 | 2027 | 2028 | 2029 | 2030 | 2031 | 2032 | 2033 | 2034 | 2035 | 2036 | 2037 | 2038 | 2039 | 2040 | 2041 | 2042 | 2043 | 2044 | 2045 | 2046 | 2047 | 2048
187.6014 | 62433.745 | Losses (MWh) | 6477.7 | 6513.8923 | 6550.0846 | 6586.2769 | 6622.4692 | 6658.6615 | 6694.8538 | 6731.0462 | 6767.2385 | 6803.4308 | 6839.6231 | 6875.8154 | 6912.0077 | 6948.2 | 6984.3923 | 7020.5846 | 7056.7769 | 7092.9692 | 7129.1615 | 7165.3538 | 7201.5462 | 7237.7385 | 7273.9308 | 7310.1231 | 7346.3154 | 7382.5077 | 7418.7
10618.4216 | 3088660.6543 | Losses ($) | 259108 | 267069.5846 | 275267.306 | 283707.9949 | 292398.6762 | 301346.5741 | 310559.1177 | 320043.9468 | 329808.918 | 339862.1103 | 350211.8316 | 360866.6251 | 371835.2759 | 383126.8177 | 394750.5394 | 406715.993 | 419033.0002 | 431711.6603 | 444762.3577 | 458195.7703 | 472022.8769 | 486254.9666 | 500903.6464 | 515980.8509 | 531498.8508 | 547470.2627 | 563908.0584
17.5202 | 2501.7409 | EENS | 10 | 20.5 | 29.88 | 39.26 | 48.64 | 58.02 | 54.9 | 74.39 | 93.88 | 113.37 | 132.86 | 214.1667 | 281.1133 | 348.06 | 415.0067 | 481.9533 | 548.9 | 726.68 | 904.46 | 1082.24 | 1260.02 | 1282.5 | 1474.96 | 1667.42 | 1859.88 | 2052.34 | 2244.8
0.44715 | 105.0604 | IP | 2 | 3 | 4.68 | 6.36 | 8.04 | 9.72 | 8.9 | 10.54 | 12.18 | 13.82 | 15.46 | 18.05 | 18.66 | 19.27 | 19.88 | 20.49 | 21.1 | 20.74 | 20.38 | 20.02 | 19.66 | 19.3 | 21.86 | 24.42 | 26.98 | 29.54 | 32.1
1.291 | 149.3613 | SAIDI | 0.084812 | 0.24283 | 0.34046 | 0.43809 | 0.53572 | 0.63335 | 0.6737 | 1.0758 | 1.478 | 1.8801 | 2.2822 | 5.8998 | 9.2572 | 12.6147 | 15.9721 | 19.3295 | 22.6869 | 35.7304 | 48.7739 | 61.8174 | 74.8609 | 87.9044 | 117.7042 | 147.5041 | 177.3039 | 207.1037 | 236.9035
0.014005 | 1.9809 | SAIFI | 0.006058 | 0.017772 | 0.025047 | 0.032322 | 0.039597 | 0.046872 | 0.042691 | 0.056183 | 0.069675 | 0.083167 | 0.096659 | 0.16712 | 0.22231 | 0.2775 | 0.3327 | 0.38789 | 0.44308 | 0.56313 | 0.68319 | 0.80325 | 0.92331 | 1.0434 | 1.205 | 1.3667 | 1.5283 | 1.69 | 1.8517
1.785 | 397.9888 | PFD | 14 | 21 | 23.2 | 25.4 | 27.6 | 29.8 | 27 | 31.35 | 35.7 | 40.05 | 44.4 | 51.8333 | 57.6667 | 63.5 | 69.3333 | 75.1667 | 81 | 86 | 91 | 96 | 101 | 106 | 109.8 | 113.6 | 117.4 | 121.2 | 125
658.2318 | 151761.0482 | Flex-1 | 4611.2411 | 6131.5496 | 7651.8581 | 9172.1667 | 10692.4752 | 12212.7837 | 13733.0922 | 15253.4008 | 16873.7093 | 18294.0178 | 19814.3264 | 21334.6349 | 22854.9434 | 24375.252 | 25895.5605 | 27415.869 | 28936.1775 | 30456.4861 | 31976.7946 | 33497.1031 | 35017.4117 | 36537.7202 | 38058.0287 | 39578.3373 | 41098.6458 | 42618.9543 | 44139.2628
3863.8177 | 1304466.2242 | Flex-2-1 | 138099.7514 | 138782.5682 | 139102.6173 | 139422.5152 | 139750.1416 | 140120.1988 | 140477.4746 | 140914.6584 | 141346.4384 | 141783.1794 | 142217.4949 | 142643.2327 | 143055.4431 | 143442.3325 | 143814.1947 | 144176.2449 | 144527.0855 | 144840.2987 | 145144.0147 | 145438.7866 | 145724.2436 | 145964.6491 | 146198.6189 | 146423.6352 | 146642.121 | 146807.4916 | 146958.27
2172.5097 | 616637.4046 | Flex-2-2 | 48245.8229 | 51382.8774 | 52937.4953 | 54556.3122 | 56286.7995 | 58276.5795 | 60294.07 | 62848.096 | 65440.5904 | 68133.2289 | 70901.1473 | 73758.1341 | 76710.4276 | 79645.9657 | 82672.9544 | 85726.3299 | 88813.0914 | 91687.4537 | 94584.8342 | 97483.8267 | 100391.4533 | 102896.6814 | 105371.1362 | 107776.1327 | 110126.5149 | 111949.1984 | 113612.5904
55.5604 | 8557.6474 | EENS | 22.2 | 65.8 | 102.72 | 139.64 | 176.56 | 213.48 | 250.4 | 348.675 | 446.95 | 545.225 | 643.5 | 904.9167 | 1166.3333 | 1427.75 | 1689.1667 | 1950.5833 | 2212 | 2606.48 | 2982.91 | 3359.34 | 3735.77 | 4112.2 | 4505.32 | 4898.44 | 5291.56 | 5684.68 | 6077.8
3.7243 | 819.4663 | IP | 13 | 27 | 34.52 | 42.04 | 49.56 | 57.08 | 64.6 | 75.025 | 85.45 | 95.875 | 106.3 | 120.25 | 134.2 | 148.15 | 162.1 | 176.05 | 190 | 201.2 | 204.75 | 208.3 | 211.85 | 215.4 | 217.04 | 218.68 | 220.32 | 221.96 | 223.6
3.254 | 402.9458 | SAIDI | 0.047254 | 0.28012 | 0.59718 | 0.91425 | 1.2313 | 1.5484 | 1.8655 | 3.7961 | 5.7267 | 7.6574 | 9.588 | 22.5073 | 35.4267 | 48.346 | 61.2653 | 74.1847 | 87.104 | 116.8885 | 146.5133 | 176.1381 | 205.7629 | 235.3877 | 291.0053 | 346.6229 | 402.2405 | 457.8581 | 513.4757
0.059089 | 9.1035 | SAIFI | 0.023627 | 0.070029 | 0.10932 | 0.14861 | 0.18791 | 0.2272 | 0.26649 | 0.37108 | 0.47567 | 0.58027 | 0.68486 | 0.96307 | 1.2413 | 1.5195 | 1.7977 | 2.0759 | 2.3542 | 2.774 | 3.1739 | 3.5737 | 3.9736 | 4.3735 | 4.7906 | 5.2076 | 5.6247 | 6.0418 | 6.4588
0.776 | 142.7871 | PFD | 2 | 4 | 4.6 | 5.2 | 5.8 | 6.4 | 7 | 8.75 | 10.5 | 12.25 | 14 | 17.8333 | 21.6667 | 25.5 | 29.3333 | 33.1667 | 37 | 40.2 | 42.4 | 44.6 | 46.8 | 49 | 53.2 | 57.4 | 61.6 | 65.8 | 70
Monetized Benefits for Alternative
Residential | Cost of Reliability (N-1) | $/kWh | 4.4933 | 4.6057 | 4.7208 | 4.8388 | 4.9598 | 5.0838 | 5.2109 | 5.3412 | 5.4747 | 5.6115 | 5.7518 | 5.8956 | 6.043 | 6.1941 | 6.349 | 6.5077 | 6.6704 | 6.8371 | 7.0081 | 7.1833 | 7.3628 | 7.5469 | 7.7356 | 7.929 | 8.1272 | 8.3304 | 8.5386
Residential | Cost of Reliability (N-0) | $/kWh | 3.792 | 3.8868 | 3.984 | 4.0836 | 4.1857 | 4.2903 | 4.3976 | 4.5075 | 4.6202 | 4.7357 | 4.8541 | 4.9754 | 5.0998 | 5.2273 | 5.358 | 5.4919 | 5.6292 | 5.77 | 5.9142 | 6.0621 | 6.2136 | 6.369 | 6.5282 | 6.6914 | 6.8587 | 7.0302 | 7.2059
Commerical | Cost of Reliability (N-1) | $/kWh | 166.5977 | 170.7626 | 175.0317 | 179.4075 | 183.8927 | 188.49 | 193.2022 | 198.0323 | 202.9831 | 208.0577 | 213.2591 | 218.5906 | 224.0553 | 229.6567 | 235.3981 | 241.2831 | 247.3152 | 253.4981 | 259.8355 | 266.3314 | 272.9897 | 279.8144 | 286.8098 | 293.98 | 301.3295 | 308.8628 | 316.5843
Commerical | Cost of Reliability (N-0) | $/kWh | 153.8372 | 157.6831 | 161.6252 | 165.6658 | 169.8075 | 174.0527 | 178.404 | 182.8641 | 187.4357 | 192.1216 | 196.9246 | 201.8477 | 206.8939 | 212.0663 | 217.3679 | 222.8021 | 228.3722 | 234.0815 | 239.9335 | 245.9319 | 252.0802 | 258.3822 | 264.8417 | 271.4628 | 278.2493 | 285.2056 | 292.3357
Residential (N-1) | EENS | 1235230.986 | 1354.9655 | 3468.8297 | 5582.694 | 7696.5582 | 9810.4224 | 11924.2866 | 12073.9701 | 17490.0224 | 22906.0748 | 28322.1271 | 33738.1794 | 72535.2718 | 108227.8797 | 143920.4875 | 179613.0954 | 215305.7032 | 250998.311 | 345013.9406 | 439029.5701 | 533045.1996 | 627060.8291 | 721076.4587 | 880013.2677 | 1038950.0767 | 1197886.8857 | 1356823.6947 | 1515760.5037
Commerical(N-1) | EENS | 5125573.4717 | 5622.4102 | 14393.8598 | 23165.3095 | 31936.7591 | 40708.2087 | 49479.6583 | 50100.7678 | 72574.6002 | 95048.4326 | 117522.265 | 139996.0974 | 300984.0826 | 449090.053 | 597196.0234 | 745301.9939 | 893407.9643 | 1041513.9347 | 1431630.4571 | 1821746.9795 | 2211863.502 | 2601980.0244 | 2992096.5469 | 3651602.5835 | 4311108.6201 | 4970614.6568 | 5630120.6934 | 6289626.7301
Aggregate | EENS | 6360804.4577 | 6977.3757 | 17862.6896 | 28748.0034 | 39633.3173 | 50518.6311 | 61403.9449 | 62174.7379 | 90064.6227 | 117954.5074 | 145844.3921 | 173734.2769 | 373519.3545 | 557317.9327 | 741116.511 | 924915.0892 | 1108713.6674 | 1292512.2457 | 1776644.3977 | 2260776.5496 | 2744908.7016 | 3229040.8536 | 3713173.0055 | 4531615.8512 | 5350058.6968 | 6168501.5424 | 6986944.3881 | 7805387.2337
Residential (N-0) | EENS | 53997145.6442 | 160316.9663 | 426669.2569 | 622795.9652 | 833703.4387 | 1064554.7712 | 1155250.6033 | 1567814.793 | 2064587.6917 | 2485972.1963 | 2907214.7827 | 3653487.0544 | 4512360.7013 | 5845712.9396 | 7145234.3901 | 9104342.6873 | 11402628.5447 | 14095767.6616 | 17191903.0116 | 19377977.5867 | 21991601.2333 | 24807454.2828 | 27642763.9227 | 30567017.3477 | 33944114.016 | 37877741.8051 | 41260899.7506 | 44143102.4099
Commerical(N-0) | EENS | 237456917.4153 | 903378.8257 | 2253314.5962 | 3310509.5162 | 4447440.2171 | 5587242.1815 | 5454561.6522 | 7543245.1948 | 10054559.7799 | 11610814.2147 | 12826351.0572 | 16062284.1229 | 19403643.1206 | 25219740.5046 | 31071411.1969 | 39644741.2569 | 50251518.1649 | 62975375.3076 | 77967536.6231 | 85402266.5137 | 95692088.9019 | 106258916.8715 | 118450094.7869 | 130218281.9853 | 143761981.4648 | 160035763.4149 | 176382254.5386 | 186878215.1765
Aggregate | EENS | 291454063.0595 | 1063695.7919 | 2679983.8531 | 3933305.4814 | 5281143.6558 | 6651796.9527 | 6609812.2555 | 9111059.9878 | 12119147.4716 | 14096786.411 | 15733565.8399 | 19715771.1773 | 23916003.8219 | 31065453.4442 | 38216645.587 | 48749083.9442 | 61654146.7096 | 77071142.9692 | 95159439.6347 | 104780244.1004 | 117683690.1352 | 131066371.1543 | 146092858.7096 | 160785299.333 | 177706095.4808 | 197913505.22 | 217643154.2892 | 231021317.5864
Residential (N-1) | Value for Flex-1 | 836937302.3346 | 18647829 | 25415845.5142 | 32510607.9609 | 39944223.6266 | 47729200.9455 | 55878461.9906 | 64405355.3374 | 73323669.3128 | 83140366.9821 | 92391993.49 | 102571903.9541 | 113203064.9454 | 124301676.5464 | 135884466.8118 | 147968708.0426 | 160572233.5432 | 173713454.8763 | 187411379.6302 | 201685629.7124 | 216556460.1864 | 232044778.6656 | 248172165.2811 | 264960893.2407 | 282433949.9951 | 300615059.0288 | 319528702.2955 | 339200143.3136
Commerical(N-1) | Value for Flex-1 | 3447874123.2787 | 76822202.673 | 104703943.5633 | 133931757.6214 | 164555522.4177 | 196626768.1053 | 230198728.8758 | 265326395.9547 | 302066572.182 | 342507759.085 | 380621060.4589 | 422558550.6012 | 466355027.0879 | 512077228.3047 | 559794067.6905 | 609576700.7779 | 661498594.2273 | 715635596.9112 | 772066013.1079 | 830870677.8664 | 892133034.6046 | 955939215.006 | 1022378121.2809 | 1091541510.8602 | 1163524083.5926 | 1238423571.5174 | 1316340831.2861 | 1397379939.3111
Aggregate | Value for Flex-1 | 4284811425.6134 | 95470031.6731 | 130119789.0775 | 166442365.5824 | 204499746.0443 | 244355969.0508 | 286077190.8664 | 329731751.2921 | 375390241.4949 | 425648126.0671 | 473013053.9489 | 525130454.5553 | 579558092.0333 | 636378904.8511 | 695678534.5023 | 757545408.8205 | 822070827.7705 | 889349051.7875 | 959477392.7381 | 1032556307.5787 | 1108689494.791 | 1187983993.6716 | 1270550286.562 | 1356502404.1009 | 1445958033.5877 | 1539038630.5462 | 1635869533.5816 | 1736580082.6247
Residential (N-1) | Value for Flex-2 | 54881608.0306 | 4713069.6985 | 4854782.199 | 4987627.351 | 5124074.9677 | 5264518.8338 | 5410420.7182 | 5559821.5052 | 5716552.488 | 5877420.4341 | 6042970.3737 | 6213018.4599 | 6387407.9965 | 6566012.9819 | 6748364.8442 | 6935005.8977 | 7126276.2947 | 7322207.919 | 7521528.2185 | 7725732.6289 | 7934958.332 | 8149295.8259 | 8366808.4506 | 8589725.2809 | 8818019.49 | 9051956.7163 | 9288718.8651 | 9530715.3012
Commerical(N-1) | Value for Flex-2 | 247387187.7001 | 21244877.8378 | 21883668.4675 | 22482488.1764 | 23097546.5424 | 23730618.6101 | 24388293.5243 | 25061740.2742 | 25768228.9951 | 26493365.7068 | 27239607.2156 | 28006124.8035 | 28792212.1391 | 29597301.2504 | 30419279.979 | 31260592.8886 | 32122773.2676 | 33005964.8369 | 33904431.3741 | 34824913.7839 | 35768030.4333 | 36734189.2567 | 37714660.4643 | 38719491.9502 | 39748562.7882 | 40803070.3832 | 41870311.7461 | 42961147.4542
Aggregate of Flex-2 (Component 1) | Value for Flex-2 | 302268795.7307 | 25957947.5363 | 26738450.6665 | 27470115.5274 | 28221621.5101 | 28995137.4439 | 29798714.2425 | 30621561.7794 | 31484781.4831 | 32370786.141 | 33282577.5893 | 34219143.2634 | 35179620.1356 | 36163314.2323 | 37167644.8232 | 38195598.7864 | 39249049.5624 | 40328172.7559 | 41425959.5926 | 42550646.4129 | 43702988.7653 | 44883485.0826 | 46081468.9148 | 47309217.2311 | 48566582.2782 | 49855027.0995 | 51159030.6112 | 52491862.7554
Aggregate of Flex-2 (Component 2) | Value for Flex-2-2 | 207256621.978 | 13083838.6599 | 14219312.8221 | 14989865.8724 | 15842488.1518 | 16648803.4857 | 17640267.2993 | 18655011.537 | 19821963.9486 | 21194899.1731 | 22507845.9105 | 23755503.0558 | 25175448.7485 | 26810961.7771 | 28372143.8985 | 29909929.005 | 32008304.3574 | 33756492.0146 | 35489104.2783 | 37492932.6962 | 39525174.9164 | 41522592.3126 | 43575480.045 | 45537899.5141 | 47733263.6256 | 49988293.4792 | 51841672.0779 | 53863008.3764
Aggregate ($M) |  | 5092.1517 | 135582491.0369 | 173775399.1087 | 212864400.467 | 253884632.6793 | 296702225.5643 | 340187388.6087 | 388181559.3343 | 438906199.0208 | 493428552.2995 | 544682887.6808 | 602994606.3287 | 664202684.0938 | 730975952.2374 | 800176085.3218 | 875324935.6452 | 956091042.0673 | 1041797371.773 | 1133328540.6413 | 1219640907.3378 | 1312346257.3094 | 1408685483.0747 | 1510013267.237 | 1614666436.0303 | 1725314033.6691 | 1842963957.8874 | 1963500334.948 | 2081761658.5766
Aggregate ($M)+ Monetized Losses |  | 5095.2404 | 135841599.0369 | 174042468.6934 | 213139667.773 | 254168340.6741 | 296994624.2404 | 340488735.1827 | 388492118.4519 | 439226242.9676 | 493758361.2175 | 545022749.7911 | 603344818.1603 | 664563550.7189 | 731347787.5134 | 800559212.1395 | 875719686.1847 | 956497758.0603 | 1042216404.7732 | 1133760252.3016 | 1220085669.6955 | 1312804453.0797 | 1409157505.9517 | 1510499522.2035 | 1615167339.6767 | 1725830014.52 | 1843495456.7382 | 1964047805.2107 | 2082325566.635
Project Cost |  | 806
Benefit-Cost Ratio |  | 6.3216
17.5202
658.2318
3863.8177
2172.5097
55.5604

## VS to VN & Central BESS VS VN
|  | Component | 2022 | 2023 | 2024 | 2025 | 2026 | 2027 | 2028 | 2029 | 2030 | 2031 | 2032 | 2033 | 2034 | 2035 | 2036 | 2037 | 2038 | 2039 | 2040 | 2041 | 2042 | 2043 | 2044 | 2045 | 2046 | 2047 | 2048
| Baseline | Losses (MWh) | 49667 | 50103.7904 | 50540.5808 | 50977.3712 | 51414.1615 | 51850.9519 | 52287.7423 | 52724.5327 | 53161.3231 | 53598.1135 | 54034.9038 | 54471.6942 | 54908.4846 | 55345.275 | 55782.0654 | 56218.8558 | 56655.6462 | 57092.4365 | 57529.2269 | 57966.0173 | 58402.8077 | 58839.5981 | 59276.3885 | 59713.1788 | 60149.9692 | 60586.7596 | 61023.55
N-1 |  | EENS | 10 | 20.5 | 29.88 | 39.26 | 48.64 | 58.02 | 67.4 | 91.45 | 115.5 | 139.55 | 163.6 | 249.4667 | 335.3333 | 421.2 | 507.0667 | 592.9333 | 678.8 | 893.22 | 1107.64 | 1322.06 | 1536.48 | 1595.6 | 1841.08 | 2086.56 | 2332.04 | 2577.52 | 2823
N-1 |  | IP | 2 | 3 | 4.68 | 6.36 | 8.04 | 9.72 | 11.4 | 13.2 | 15 | 16.8 | 18.6 | 21.35 | 24.1 | 26.85 | 29.6 | 32.35 | 35.1 | 37.14 | 39.18 | 41.22 | 43.26 | 45.3 | 49.92 | 54.54 | 59.16 | 63.78 | 68.4
N-1 |  | SAIDI | 0.084812 | 0.24283 | 0.34046 | 0.43809 | 0.53572 | 0.63335 | 0.73098 | 1.1655 | 1.5999 | 2.0344 | 2.4689 | 6.1188 | 9.7688 | 13.4187 | 17.0687 | 20.7186 | 24.3686 | 38.1776 | 51.9865 | 65.7955 | 79.6045 | 93.4135 | 125.5074 | 157.6012 | 189.6951 | 221.789 | 253.8829
N-1 |  | SAIFI | 0.006058 | 0.017772 | 0.025047 | 0.032322 | 0.039597 | 0.046872 | 0.054147 | 0.073799 | 0.093451 | 0.1131 | 0.13275 | 0.20938 | 0.286 | 0.36262 | 0.43924 | 0.51587 | 0.59249 | 0.75647 | 0.92046 | 1.0844 | 1.2484 | 1.4124 | 1.6369 | 1.8614 | 2.0859 | 2.3103 | 2.5348
N-1 |  | PFD | 14 | 21 | 23.2 | 25.4 | 27.6 | 29.8 | 32 | 35.75 | 39.5 | 43.25 | 47 | 53.8333 | 60.6667 | 67.5 | 74.3333 | 81.1667 | 88 | 94.4 | 100.8 | 107.2 | 113.6 | 120 | 126.6 | 133.2 | 139.8 | 146.4 | 153
N-0 |  | EENS | 22.2 | 65.8 | 102.72 | 139.64 | 176.56 | 213.48 | 250.4 | 348.675 | 446.95 | 545.225 | 643.5 | 904.9167 | 1166.3333 | 1427.75 | 1689.1667 | 1950.5833 | 2212 | 2606.48 | 3000.96 | 3395.44 | 3789.92 | 4184.4 | 4609.44 | 5034.48 | 5459.52 | 5884.56 | 6309.6
N-0 |  | IP | 13 | 27 | 34.52 | 42.04 | 49.56 | 57.08 | 64.6 | 75.025 | 85.45 | 95.875 | 106.3 | 120.25 | 134.2 | 148.15 | 162.1 | 176.05 | 190 | 201.2 | 212.4 | 223.6 | 234.8 | 246 | 254.48 | 262.96 | 271.44 | 279.92 | 288.4
N-0 |  | SAIDI | 0.047254 | 0.28012 | 0.59718 | 0.91425 | 1.2313 | 1.5484 | 1.8655 | 3.7961 | 5.7267 | 7.6574 | 9.588 | 22.5073 | 35.4267 | 48.346 | 61.2653 | 74.1847 | 87.104 | 116.8885 | 146.6729 | 176.4574 | 206.2418 | 236.0263 | 292.2337 | 348.4411 | 404.6486 | 460.856 | 517.0634
N-0 |  | SAIFI | 0.023627 | 0.070029 | 0.10932 | 0.14861 | 0.18791 | 0.2272 | 0.26649 | 0.37108 | 0.47567 | 0.58027 | 0.68486 | 0.96307 | 1.2413 | 1.5195 | 1.7977 | 2.0759 | 2.3542 | 2.774 | 3.1938 | 3.6137 | 4.0335 | 4.4533 | 4.9057 | 5.358 | 5.8104 | 6.2628 | 6.7151
N-0 |  | PFD | 2 | 4 | 4.6 | 5.2 | 5.8 | 6.4 | 7 | 8.75 | 10.5 | 12.25 | 14 | 17.8333 | 21.6667 | 25.5 | 29.3333 | 33.1667 | 37 | 40.2 | 43.4 | 46.6 | 49.8 | 53 | 57.8 | 62.6 | 67.4 | 72.2 | 77
N-1 |  | Deficit Flex-1 | 5445.8257 | 7241.2936 | 9036.7614 | 10832.2293 | 12627.6972 | 14423.1651 | 16218.633 | 18014.1008 | 19909.5687 | 21605.0366 | 23400.5045 | 25195.9724 | 26991.4402 | 28786.9081 | 30582.376 | 32377.8439 | 34173.3118 | 35968.7796 | 37764.2475 | 39559.7154 | 41355.1833 | 43150.6512 | 44946.119 | 46741.5869 | 48537.0548 | 50332.5227 | 52127.9906
N-1 |  | Deficit Flex-2-1 | 192864.6662 | 195239.242 | 196366.7654 | 197525.3756 | 198743.9239 | 200140.9384 | 201537.7103 | 203264.3598 | 205020.8584 | 206857.3016 | 208717.8537 | 210603.1815 | 212516.4069 | 214384.6797 | 216269.2922 | 218166.2033 | 220084.6619 | 221841.8513 | 223594.2698 | 225336.5209 | 227080.1514 | 228568.346 | 230020.4249 | 231425.4869 | 232792.6641 | 233827.4721 | 234770.9697
N-1 |  | Deficit Flex-2-2 | 57814.1638 | 62191.7469 | 64361.1052 | 66628.501 | 69068.2267 | 71918.961 | 74820.6792 | 78496.8393 | 82309.216 | 86348.3473 | 90544.7485 | 94913.207 | 99465.7345 | 104037.4078 | 108760.5825 | 113603.9974 | 118575.883 | 123222.715 | 127939.1384 | 132690.6949 | 137509.2221 | 141696.5467 | 145839.4246 | 149897.7742 | 153895.1644 | 156987.0204 | 159822.5063
|  | Component | 2022 | 2023 | 2024 | 2025 | 2026 | 2027 | 2028 | 2029 | 2030 | 2031 | 2032 | 2033 | 2034 | 2035 | 2036 | 2037 | 2038 | 2039 | 2040 | 2041 | 2042 | 2043 | 2044 | 2045 | 2046 | 2047 | 2048
| Energy Storage at Pechanga and Allesando + Ties between VN+VS | Losses (MWh) | 49328.2 | 49736.2913 | 50144.3827 | 50552.474 | 50960.5654 | 51368.6567 | 51776.7481 | 52184.8394 | 52592.9308 | 53001.0221 | 53409.1135 | 53817.2048 | 54225.2962 | 54633.3875 | 55041.4788 | 55449.5702 | 55857.6615 | 56265.7529 | 56673.8442 | 57081.9356 | 57490.0269 | 57893.3266 | 58296.6263 | 58699.926 | 59103.2256 | 59506.5253 | 59909.825
N-1 |  | EENS | 5.1 | 14.0667 | 23.0333 | 32 | 40.9667 | 49.9333 | 58.9 | 80.775 | 102.65 | 124.525 | 146.4 | 191.1 | 267.45 | 343.8 | 420.15 | 496.5 | 604.5 | 742.6 | 880.7 | 1018.8 | 1156.9 | 1295 | 1414.6 | 1534.2 | 1653.8 | 1773.4 | 1893
N-1 |  | IP | 3 | 4.8833 | 6.7667 | 8.65 | 10.5333 | 12.4167 | 14.3 | 16.775 | 19.25 | 21.725 | 24.2 | 27.7 | 30.0167 | 32.3333 | 34.65 | 36.9667 | 38.1 | 39.96 | 41.82 | 43.68 | 45.54 | 47.4 | 53.7 | 60 | 66.3 | 72.6 | 78.9
N-1 |  | SAIDI | 0.013976 | 0.083383 | 0.15279 | 0.2222 | 0.29161 | 0.36101 | 0.43042 | 0.79087 | 1.1513 | 1.5118 | 1.8722 | 3.2626 | 6.355 | 9.4475 | 12.54 | 15.6324 | 20.427 | 30.4001 | 40.3732 | 50.3463 | 60.3194 | 70.2925 | 84.6835 | 99.0745 | 113.4655 | 127.8565 | 142.2475
N-1 |  | SAIFI | 0.0046586 | 0.012849 | 0.02104 | 0.029231 | 0.037421 | 0.045612 | 0.053803 | 0.073784 | 0.093766 | 0.11375 | 0.13373 | 0.17468 | 0.2455 | 0.31633 | 0.38715 | 0.45797 | 0.55867 | 0.68775 | 0.81683 | 0.94592 | 1.075 | 1.2041 | 1.3161 | 1.4281 | 1.5402 | 1.6522 | 1.7642
N-1 |  | PFD | 3 | 3.8333 | 4.6667 | 5.5 | 6.3333 | 7.1667 | 8 | 9.5 | 11 | 12.5 | 14 | 19 | 23 | 27 | 31 | 35 | 38 | 43 | 48 | 53 | 58 | 63 | 67.2 | 71.4 | 75.6 | 79.8 | 84
N-1 |  | Deficit Flex-1 | 3808.3607 | 5063.9626 | 6319.5645 | 7575.1665 | 8830.7684 | 10086.3703 | 11341.9723 | 12597.5742 | 13853.1761 | 15108.7781 | 16364.38 | 17619.9819 | 18875.5839 | 20131.1858 | 21386.7877 | 22642.3897 | 23897.9916 | 25153.5935 | 26409.1955 | 27664.7974 | 28920.3993 | 28048.9065 | 27177.4136 | 26305.9207 | 25434.4278 | 24562.935 | 23691.4421
N-1 |  | Deficit Flex-2-1 | 192864.6662 | 195239.242 | 196366.7654 | 197525.3756 | 198743.9239 | 200140.9384 | 201537.7103 | 203264.3598 | 205020.8584 | 206857.3016 | 208717.8537 | 210603.1815 | 212516.4069 | 214384.6797 | 216269.2922 | 218166.2033 | 220084.6619 | 221841.8513 | 223594.2698 | 225336.5209 | 227080.1514 | 228568.346 | 230020.4249 | 231425.4869 | 232792.6641 | 233827.4721 | 234770.9697
N-1 |  | Deficit Flex-2-2 | 15863.8931 | 17648.235 | 18532.2367 | 19475.1127 | 20493.7185 | 21703.2043 | 22946.0507 | 24548.2649 | 26220.9894 | 28058.9977 | 29994.707 | 32011.4259 | 34129.6734 | 36251.5767 | 38482.2923 | 40781.7815 | 43190.5588 | 45461.0936 | 47797.322 | 50173.6242 | 52592.3493 | 54724.6408 | 56841.0194 | 58943.9423 | 61028.0406 | 62640.5333 | 64144.755
N-0 |  | EENS(Valley South) | 0 | 0 | 0 | 0 | 0 | 0 | 0 | 0 | 0 | 0 | 0 | 0 | 0 | 0 | 0 | 0 | 0 | 0 | 0 | 0 | 0 | 0 | 0 | 0 | 0 | 0 | 0
N-0 |  | EENS(Valley North) | 0 | 0 | 0 | 0 | 0 | 0 | 0 | 0 | 0 | 0 | 0 | 0 | 0 | 0 | 0 | 0 | 0 | 0 | 0 | 0 | 0 | 0 | 0 | 0 | 0 | 0 | 0
N-0 |  | IP | 0 | 0 | 0 | 0 | 0 | 0 | 0 | 0 | 0 | 0 | 0 | 0 | 0 | 0 | 0 | 0 | 0 | 0 | 0 | 0 | 0 | 0 | 0 | 0 | 0 | 0 | 0
N-0 |  | SAIDI | 0 | 0 | 0 | 0 | 0 | 0 | 0 | 0 | 0 | 0 | 0 | 0 | 0 | 0 | 0 | 0 | 0 | 0 | 0 | 0 | 0 | 0 | 0 | 0 | 0 | 0 | 0
N-0 |  | SAIFI | 0 | 0 | 0 | 0 | 0 | 0 | 0 | 0 | 0 | 0 | 0 | 0 | 0 | 0 | 0 | 0 | 0 | 0 | 0 | 0 | 0 | 0 | 0 | 0 | 0 | 0 | 0
N-0 |  | PFD | 0 | 0 | 0 | 0 | 0 | 0 | 0 | 0 | 0 | 0 | 0 | 0 | 0 | 0 | 0 | 0 | 0 | 0 | 0 | 0 | 0 | 0 | 0 | 0 | 0 | 0 | 0
N-0 Monetized | Residential | $ | 0 | 0 | 0 | 0 | 0 | 0 | 0 | 0 | 0 | 0 | 0 | 0 | 0 | 0 | 0 | 0 | 0 | 0 | 0 | 0 | 0 | 0 | 0 | 0 | 0 | 0 | 0
N-0 Monetized | Commercial | $ | 0 | 0 | 0 | 0 | 0 | 0 | 0 | 0 | 0 | 0 | 0 | 0 | 0 | 0 | 0 | 0 | 0 | 0 | 0 | 0 | 0 | 0 | 0 | 0 | 0 | 0 | 0
N-1 Monetized | Residential | $ | 1116.2831 | 3422.0258 | 5727.7686 | 8033.5113 | 10339.254 | 12644.9967 | 14950.7394 | 20760.3136 | 26569.8877 | 32379.4618 | 38189.0359 | 67892.3504 | 97595.6648 | 127298.9792 | 157002.2936 | 186705.6081 | 216408.9225 | 290960.8254 | 365512.7284 | 440064.6313 | 514616.5343 | 589168.4372 | 677105.8505 | 765043.2637 | 852980.677 | 940918.0903 | 1028855.5035
N-1 Monetized | Commercial | $ | 4632.001 | 14199.6478 | 23767.2945 | 33334.9412 | 42902.5879 | 52470.2347 | 62037.8814 | 86144.6269 | 110251.3724 | 134358.1179 | 158464.8634 | 281718.3457 | 404971.828 | 528225.3103 | 651478.7926 | 774732.2748 | 897985.7571 | 1207337.8219 | 1516689.8867 | 1826041.9515 | 2135394.0163 | 2444746.0811 | 2809641.1313 | 3174536.1814 | 3539431.2316 | 3904326.2817 | 4269221.3319
Flex-2-2 Monetized | Aggregate of Customer and Residential | $ | 4851900.5487 | 5548844.3301 | 5954616.7726 | 6363779.4526 | 6862697.0831 | 7430779.6338 | 7958090.1697 | 8741153.0659 | 9549664.1025 | 10292607.0963 | 11249460.5611 | 12276853.6393 | 13383547.5227 | 14497043.8173 | 15635893.6798 | 16957354.9399 | 18318405.6196 | 19745850.775 | 21095026.2971 | 22704288.8738 | 24150941.0839 | 25639353.0613 | 27288113.4095 | 28930870.8862 | 30651491.2146 | 32245235.0774 | 33779752.514
|  |  | 0 | 0 | 0 | 0 | 0 | 0 | 0 | 0 | 0 | 0 | 0 | 0 | 0 | 0 | 0 | 0 | 0 | 0 | 0 | 0 | 0 | 0 | 0 | 0 | 0 | 0
|  | LMP | 40 | 41 | 42.025 | 43.0756 | 44.1525 | 45.2563 | 46.3877 | 47.5474 | 48.7361 | 49.9545 | 51.2034 | 52.4835 | 53.7956 | 55.1404 | 56.519 | 57.9319 | 59.3802 | 60.8647 | 62.3863 | 63.946 | 65.5447 | 67.1833 | 68.8629 | 70.5844 | 72.349 | 74.1578 | 76.0117
| NPV of benefit | Component | 2022 | 2023 | 2024 | 2025 | 2026 | 2027 | 2028 | 2029 | 2030 | 2031 | 2032 | 2033 | 2034 | 2035 | 2036 | 2037 | 2038 | 2039 | 2040 | 2041 | 2042 | 2043 | 2044 | 2045 | 2046 | 2047 | 2048
19.3216 | 5198.6 | Losses (MWh) | 338.8 | 367.499 | 396.1981 | 424.8971 | 453.5962 | 482.2952 | 510.9942 | 539.6933 | 568.3923 | 597.0913 | 625.7904 | 654.4894 | 683.1885 | 711.8875 | 740.5865 | 769.2856 | 797.9846 | 826.6837 | 855.3827 | 884.0817 | 912.7808 | 946.2715 | 979.7622 | 1013.2529 | 1046.7436 | 1080.2343 | 1113.725
1151.6259 | 271211.454 | Losses ($) | 13552 | 15067.4606 | 16650.2242 | 18302.7088 | 20027.4113 | 21826.9097 | 23703.8658 | 25661.028 | 27701.2334 | 29827.4109 | 32042.584 | 34349.8736 | 36752.5011 | 39253.7913 | 41857.1756 | 44566.1956 | 47384.5059 | 50315.8778 | 53364.2029 | 56533.4969 | 59827.903 | 63573.6158 | 67469.2218 | 71519.8746 | 75730.8917 | 80107.7598 | 84656.1395
5.3189 | 673.1616 | EENS | 4.9 | 6.4333 | 6.8467 | 7.26 | 7.6733 | 8.0867 | 8.5 | 10.675 | 12.85 | 15.025 | 17.2 | 58.3667 | 67.8833 | 77.4 | 86.9167 | 96.4333 | 74.3 | 150.62 | 226.94 | 303.26 | 379.58 | 300.6 | 426.48 | 552.36 | 678.24 | 804.12 | 930
-0.11212 | -30.523 | IP | -1 | -1.8833 | -2.0867 | -2.29 | -2.4933 | -2.6967 | -2.9 | -3.575 | -4.25 | -4.925 | -5.6 | -6.35 | -5.9167 | -5.4833 | -5.05 | -4.6167 | -3 | -2.82 | -2.64 | -2.46 | -2.28 | -2.1 | -3.78 | -5.46 | -7.14 | -8.82 | -10.5
0.48559 | 52.6094 | SAIDI | 0.070836 | 0.15945 | 0.18767 | 0.21589 | 0.24412 | 0.27234 | 0.30056 | 0.37458 | 0.44861 | 0.52263 | 0.59666 | 2.8563 | 3.4138 | 3.9712 | 4.5287 | 5.0862 | 3.9415 | 7.7774 | 11.6133 | 15.4492 | 19.2851 | 23.121 | 40.8239 | 58.5268 | 76.2297 | 93.9325 | 111.6354
0.0037018 | 0.42183 | SAIFI | 0.0013994 | 0.0049225 | 0.0040068 | 0.0030912 | 0.0021756 | 0.00126 | 0.00034432 | 1.4412e-05 | -0.0003155 | -0.00064541 | -0.00097531 | 0.034697 | 0.040497 | 0.046296 | 0.052096 | 0.057895 | 0.033822 | 0.068724 | 0.10363 | 0.13853 | 0.17343 | 0.20833 | 0.32079 | 0.43325 | 0.54571 | 0.65817 | 0.77063
1.0975 | 270.8769 | PFD | 11 | 17.1667 | 18.5333 | 19.9 | 21.2667 | 22.6333 | 24 | 26.25 | 28.5 | 30.75 | 33 | 34.8333 | 37.6667 | 40.5 | 43.3333 | 46.1667 | 50 | 51.4 | 52.8 | 54.2 | 55.6 | 57 | 59.4 | 61.8 | 64.2 | 66.6 | 69
278.4735 | 57953.5677 | Flex-1 | 1637.465 | 2177.331 | 2717.1969 | 3257.0628 | 3796.9288 | 4336.7947 | 4876.6607 | 5416.5266 | 6056.3926 | 6496.2585 | 7036.1245 | 7575.9904 | 8115.8564 | 8655.7223 | 9195.5883 | 9735.4542 | 10275.3201 | 10815.1861 | 11355.052 | 11894.918 | 12434.7839 | 15101.7447 | 17768.7054 | 20435.6662 | 23102.627 | 25769.5877 | 28436.5485
0 | 0 | Flex-2-1 | 0 | 0 | 0 | 0 | 0 | 0 | 0 | 0 | 0 | 0 | 0 | 0 | 0 | 0 | 0 | 0 | 0 | 0 | 0 | 0 | 0 | 0 | 0 | 0 | 0 | 0 | 0
1848.6795 | 528242.2579 | Flex-2-2 | 41950.2707 | 44543.5119 | 45828.8685 | 47153.3883 | 48574.5082 | 50215.7567 | 51874.6285 | 53948.5744 | 56088.2267 | 58289.3496 | 60550.0415 | 62901.7811 | 65336.0611 | 67785.8311 | 70278.2902 | 72822.2159 | 75385.3242 | 77761.6214 | 80141.8163 | 82517.0707 | 84916.8728 | 86971.906 | 88998.4053 | 90953.8319 | 92867.1237 | 94346.4871 | 95677.7513
56.5807 | 8657.5453 | EENS | 22.2 | 65.8 | 102.72 | 139.64 | 176.56 | 213.48 | 250.4 | 348.675 | 446.95 | 545.225 | 643.5 | 904.9167 | 1166.3333 | 1427.75 | 1689.1667 | 1950.5833 | 2212 | 2606.48 | 3000.96 | 3395.44 | 3789.92 | 4184.4 | 4609.44 | 5034.48 | 5459.52 | 5884.56 | 6309.6
4.0564 | 853.0526 | IP | 13 | 27 | 34.52 | 42.04 | 49.56 | 57.08 | 64.6 | 75.025 | 85.45 | 95.875 | 106.3 | 120.25 | 134.2 | 148.15 | 162.1 | 176.05 | 190 | 201.2 | 212.4 | 223.6 | 234.8 | 246 | 254.48 | 262.96 | 271.44 | 279.92 | 288.4
3.2676 | 404.2317 | SAIDI | 0.047254 | 0.28012 | 0.59718 | 0.91425 | 1.2313 | 1.5484 | 1.8655 | 3.7961 | 5.7267 | 7.6574 | 9.588 | 22.5073 | 35.4267 | 48.346 | 61.2653 | 74.1847 | 87.104 | 116.8885 | 146.6729 | 176.4574 | 206.2418 | 236.0263 | 292.2337 | 348.4411 | 404.6486 | 460.856 | 517.0634
0.060217 | 9.214 | SAIFI | 0.023627 | 0.070029 | 0.10932 | 0.14861 | 0.18791 | 0.2272 | 0.26649 | 0.37108 | 0.47567 | 0.58027 | 0.68486 | 0.96307 | 1.2413 | 1.5195 | 1.7977 | 2.0759 | 2.3542 | 2.774 | 3.1938 | 3.6137 | 4.0335 | 4.4533 | 4.9057 | 5.358 | 5.8104 | 6.2628 | 6.7151
0.815 | 146.7926 | PFD | 2 | 4 | 4.6 | 5.2 | 5.8 | 6.4 | 7 | 8.75 | 10.5 | 12.25 | 14 | 17.8333 | 21.6667 | 25.5 | 29.3333 | 33.1667 | 37 | 40.2 | 43.4 | 46.6 | 49.8 | 53 | 57.8 | 62.6 | 67.4 | 72.2 | 77
Monetized Benefits for Alternative
Residential | Cost of Reliability (N-1) | $/kWh | 4.4933 | 4.6057 | 4.7208 | 4.8388 | 4.9598 | 5.0838 | 5.2109 | 5.3412 | 5.4747 | 5.6115 | 5.7518 | 5.8956 | 6.043 | 6.1941 | 6.349 | 6.5077 | 6.6704 | 6.8371 | 7.0081 | 7.1833 | 7.3628 | 7.5469 | 7.7356 | 7.929 | 8.1272 | 8.3304 | 8.5386
Residential | Cost of Reliability (N-0) | $/kWh | 3.792 | 3.8868 | 3.984 | 4.0836 | 4.1857 | 4.2903 | 4.3976 | 4.5075 | 4.6202 | 4.7357 | 4.8541 | 4.9754 | 5.0998 | 5.2273 | 5.358 | 5.4919 | 5.6292 | 5.77 | 5.9142 | 6.0621 | 6.2136 | 6.369 | 6.5282 | 6.6914 | 6.8587 | 7.0302 | 7.2059
Commerical | Cost of Reliability (N-1) | $/kWh | 166.5977 | 170.7626 | 175.0317 | 179.4075 | 183.8927 | 188.49 | 193.2022 | 198.0323 | 202.9831 | 208.0577 | 213.2591 | 218.5906 | 224.0553 | 229.6567 | 235.3981 | 241.2831 | 247.3152 | 253.4981 | 259.8355 | 266.3314 | 272.9897 | 279.8144 | 286.8098 | 293.98 | 301.3295 | 308.8628 | 316.5843
Commerical | Cost of Reliability (N-0) | $/kWh | 153.8372 | 157.6831 | 161.6252 | 165.6658 | 169.8075 | 174.0527 | 178.404 | 182.8641 | 187.4357 | 192.1216 | 196.9246 | 201.8477 | 206.8939 | 212.0663 | 217.3679 | 222.8021 | 228.3722 | 234.0815 | 239.9335 | 245.9319 | 252.0802 | 258.3822 | 264.8417 | 271.4628 | 278.2493 | 285.2056 | 292.3357
Residential (N-1) | EENS | 368578.6415 | 238.6824 | 46.8039 | -145.0746 | -336.9531 | -528.8316 | -720.7101 | -912.5886 | -458.2932 | -3.9978 | 450.2976 | 904.593 | 10846.1882 | 20787.7834 | 30729.3786 | 40670.9738 | 50612.569 | 60554.1642 | 89975.6484 | 119397.1326 | 148818.6168 | 178240.101 | 207661.5852 | 295664.3626 | 383667.14 | 471669.9174 | 559672.6948 | 647675.4722
Commerical(N-1) | EENS | 1529411.85 | 990.4092 | 194.2121 | -601.985 | -1398.1821 | -2194.3792 | -2990.5763 | -3786.7734 | -1901.6811 | -16.5887 | 1868.5036 | 3753.596 | 45006.1043 | 86258.6127 | 127511.121 | 168763.6294 | 210016.1377 | 251268.6461 | 373352.6778 | 495436.7096 | 617520.7413 | 739604.7731 | 861688.8048 | 1226855.0826 | 1592021.3604 | 1957187.6382 | 2322353.9159 | 2687520.1937
Aggregate | EENS | 1897990.4915 | 1229.0916 | 241.016 | -747.0596 | -1735.1352 | -2723.2108 | -3711.2864 | -4699.362 | -2359.9743 | -20.5865 | 2318.8012 | 4658.189 | 55852.2925 | 107046.3961 | 158240.4996 | 209434.6032 | 260628.7067 | 311822.8102 | 463328.3262 | 614833.8421 | 766339.3581 | 917844.874 | 1069350.39 | 1522519.4452 | 1975688.5004 | 2428857.5556 | 2882026.6107 | 3335195.6659
Residential (N-0) | EENS | 55025530.5529 | 160316.9663 | 426669.2569 | 622795.9652 | 833703.4387 | 1064554.7712 | 1155250.6033 | 1567814.793 | 2064587.6917 | 2485972.1963 | 2907214.7827 | 3653487.0544 | 4512360.7013 | 5845712.9396 | 7145234.3901 | 9104342.6873 | 11402628.5447 | 14095767.6616 | 17191903.0116 | 19393249.5684 | 22204176.9235 | 25300486.7175 | 28417067.4149 | 31752052.5496 | 35546944.4822 | 39903552.5976 | 43253166.6776 | 46546673.2399
Commerical(N-0) | EENS | 242736972.2988 | 903378.8257 | 2253314.5962 | 3310509.5162 | 4447440.2171 | 5587242.1815 | 5454561.6522 | 7543245.1948 | 10054559.7799 | 11610814.2147 | 12826351.0572 | 16062284.1229 | 19403643.1206 | 25219740.5046 | 31071411.1969 | 39644741.2569 | 50251518.1649 | 62975375.3076 | 77967536.6231 | 85493629.6257 | 96889943.2643 | 109044932.472 | 122534152.5385 | 136516549.2211 | 152312518.5813 | 170666427.5178 | 185761195.9583 | 198274570.2853
Aggregate | EENS | 297762502.8517 | 1063695.7919 | 2679983.8531 | 3933305.4814 | 5281143.6558 | 6651796.9527 | 6609812.2555 | 9111059.9878 | 12119147.4716 | 14096786.411 | 15733565.8399 | 19715771.1773 | 23916003.8219 | 31065453.4442 | 38216645.587 | 48749083.9442 | 61654146.7096 | 77071142.9692 | 95159439.6347 | 104886879.1941 | 119094120.1878 | 134345419.1894 | 150951219.9534 | 168268601.7707 | 187859463.0636 | 210569980.1155 | 229014362.6359 | 244821243.5253
Residential (N-1) | Value for Flex-1 | 326954842.6367 | 6621897.889 | 9025240.0833 | 11544610.7011 | 14184309.0748 | 16948776.9855 | 19842603.0985 | 22870527.5316 | 26037446.5594 | 29841138.801 | 32808663.4992 | 36423579.0806 | 40198735.0265 | 44139884.0327 | 48252966.2798 | 52544115.2117 | 57019663.4863 | 61686149.1027 | 66550321.7102 | 71619149.1049 | 76899823.9182 | 82399770.504 | 102574343.9536 | 123706146.2191 | 145830429.633 | 168983610.8761 | 193203307.1629 | 218528373.5072
Commerical(N-1) | Value for Flex-1 | 1346933800.4926 | 27279785.8511 | 37180672.4982 | 47559553.6114 | 58434140.8601 | 69822732.7501 | 81744232.8966 | 94218168.8424 | 107264711.44 | 122934525.6738 | 135159636.9079 | 150051760.6743 | 165604015.856 | 181840101.4463 | 198784488.8062 | 216462445.4708 | 234900059.6631 | 254124265.5365 | 274162869.1664 | 295044575.3117 | 316799014.9711 | 339456773.754 | 422568602.5027 | 509623862.2053 | 600767779.5165 | 696150377.7794 | 795926626.0932 | 900256592.8365
Aggregate | Value for Flex-1 | 1673888643.1293 | 33901683.7401 | 46205912.5815 | 59104164.3126 | 72618449.9349 | 86771509.7356 | 101586835.9951 | 117088696.374 | 133302157.9994 | 152775664.4748 | 167968300.407 | 186475339.7549 | 205802750.8824 | 225979985.479 | 247037455.086 | 269006560.6825 | 291919723.1494 | 315810414.6392 | 340713190.8765 | 366663724.4166 | 393698838.8893 | 421856544.258 | 525142946.4563 | 633330008.4245 | 746598209.1495 | 865133988.6555 | 989129933.256 | 1118784966.3437
Residential (N-1) | Value for Flex-2 | 0 | 0 | 0 | 0 | 0 | 0 | 0 | 0 | 0 | 0 | 0 | 0 | 0 | 0 | 0 | 0 | 0 | 0 | 0 | 0 | 0 | 0 | 0 | 0 | 0 | 0 | 0 | 0
Commerical(N-1) | Value for Flex-2 | 0 | 0 | 0 | 0 | 0 | 0 | 0 | 0 | 0 | 0 | 0 | 0 | 0 | 0 | 0 | 0 | 0 | 0 | 0 | 0 | 0 | 0 | 0 | 0 | 0 | 0 | 0 | 0
Aggregate of Flex-2 (Component 1) | Value for Flex-2 | 0 | 0 | 0 | 0 | 0 | 0 | 0 | 0 | 0 | 0 | 0 | 0 | 0 | 0 | 0 | 0 | 0 | 0 | 0 | 0 | 0 | 0 | 0 | 0 | 0 | 0 | 0 | 0
Aggregate of Flex-2 (Component 2) | Value for Flex-2-2 | 175568847.8883 | 11220653.2927 | 12144894.2429 | 12786906.8354 | 13548988.6365 | 14198598.1689 | 15000919.0418 | 15909040.4592 | 16834711.4999 | 17913721.5386 | 19199934.4292 | 20113909.1059 | 21304230.0472 | 22569755.2788 | 23956380.4958 | 25296897.7557 | 26952539.3115 | 28393160.813 | 29763730.614 | 31534269.3716 | 33150927.6597 | 34881141.3954 | 36682729.5259 | 38269131.4495 | 40074160.3477 | 41880907.3012 | 43418755.6266 | 45077255.1789
Aggregate ($M) |  | 2149.118 | 46187261.9164 | 61031031.6935 | 75823629.5698 | 91446847.0919 | 107619181.6464 | 123193856.006 | 142104097.459 | 162253656.9966 | 184786151.8379 | 202904119.4774 | 226309678.2272 | 251078837.0441 | 279722240.598 | 309368721.6684 | 343261976.9856 | 380787037.8772 | 421586541.2317 | 466099689.4514 | 503699706.8244 | 546710226.0948 | 592000949.7168 | 713846246.3256 | 841390261.0898 | 976507521.0611 | 1120013733.6276 | 1264445078.1292 | 1412018660.7138
Aggregate ($M)+ Monetized Losses |  | 2149.3892 | 46200813.9164 | 61046099.154 | 75840279.794 | 91465149.8007 | 107639209.0576 | 123215682.9156 | 142127801.3249 | 162279318.0246 | 184813853.0713 | 202933946.8883 | 226341720.8111 | 251113186.9177 | 279758993.0991 | 309407975.4597 | 343303834.1612 | 380831604.0728 | 421633925.7376 | 466150005.3291 | 503753071.0273 | 546766759.5918 | 592060777.6198 | 713909819.9414 | 841457730.3116 | 976579040.9356 | 1120089464.5194 | 1264525185.8891 | 1412103316.8533
Project Cost |  | 358
Benefit-Cost Ratio |  | 6.0039
Market Participation Revenue (All costs are $x1,000) |  |  | 2037: 4674.8682; 2038: 5709.6206; 2039: 6744.3729; 2040: 7779.1252; 2041: 8813.8775; 2042: 9848.6298; 2043: 10883.3821; 2044: 11838.2016; 2045: 12793.021; 2046: 13747.8404; 2047: 13897.7105; 2048: 14047.5805
5.3189
278.4735
0
1848.6795
56.5807

## VS to VN to VST & Cen BESS VS
|  | Component | 2022 | 2023 | 2024 | 2025 | 2026 | 2027 | 2028 | 2029 | 2030 | 2031 | 2032 | 2033 | 2034 | 2035 | 2036 | 2037 | 2038 | 2039 | 2040 | 2041 | 2042 | 2043 | 2044 | 2045 | 2046 | 2047 | 2048
| Baseline | Losses (MWh) | 49667 | 50103.7904 | 50540.5808 | 50977.3712 | 51414.1615 | 51850.9519 | 52287.7423 | 52724.5327 | 53161.3231 | 53598.1135 | 54034.9038 | 54471.6942 | 54908.4846 | 55345.275 | 55782.0654 | 56218.8558 | 56655.6462 | 57092.4365 | 57529.2269 | 57966.0173 | 58402.8077 | 58839.5981 | 59276.3885 | 59713.1788 | 60149.9692 | 60586.7596 | 61023.55
N-1 |  | EENS | 10 | 20.5 | 29.88 | 39.26 | 48.64 | 58.02 | 67.4 | 91.45 | 115.5 | 139.55 | 163.6 | 249.4667 | 335.3333 | 421.2 | 507.0667 | 592.9333 | 678.8 | 893.22 | 1107.64 | 1322.06 | 1536.48 | 1595.6 | 1841.08 | 2086.56 | 2332.04 | 2577.52 | 2823
N-1 |  | IP | 2 | 3 | 4.68 | 6.36 | 8.04 | 9.72 | 11.4 | 13.2 | 15 | 16.8 | 18.6 | 21.35 | 24.1 | 26.85 | 29.6 | 32.35 | 35.1 | 37.14 | 39.18 | 41.22 | 43.26 | 45.3 | 49.92 | 54.54 | 59.16 | 63.78 | 68.4
N-1 |  | SAIDI | 0.084812 | 0.24283 | 0.34046 | 0.43809 | 0.53572 | 0.63335 | 0.73098 | 1.1655 | 1.5999 | 2.0344 | 2.4689 | 6.1188 | 9.7688 | 13.4187 | 17.0687 | 20.7186 | 24.3686 | 38.1776 | 51.9865 | 65.7955 | 79.6045 | 93.4135 | 125.5074 | 157.6012 | 189.6951 | 221.789 | 253.8829
N-1 |  | SAIFI | 0.006058 | 0.017772 | 0.025047 | 0.032322 | 0.039597 | 0.046872 | 0.054147 | 0.073799 | 0.093451 | 0.1131 | 0.13275 | 0.20938 | 0.286 | 0.36262 | 0.43924 | 0.51587 | 0.59249 | 0.75647 | 0.92046 | 1.0844 | 1.2484 | 1.4124 | 1.6369 | 1.8614 | 2.0859 | 2.3103 | 2.5348
N-1 |  | PFD | 14 | 21 | 23.2 | 25.4 | 27.6 | 29.8 | 32 | 35.75 | 39.5 | 43.25 | 47 | 53.8333 | 60.6667 | 67.5 | 74.3333 | 81.1667 | 88 | 94.4 | 100.8 | 107.2 | 113.6 | 120 | 126.6 | 133.2 | 139.8 | 146.4 | 153
N-0 |  | EENS | 22.2 | 65.8 | 102.72 | 139.64 | 176.56 | 213.48 | 250.4 | 348.675 | 446.95 | 545.225 | 643.5 | 904.9167 | 1166.3333 | 1427.75 | 1689.1667 | 1950.5833 | 2212 | 2606.48 | 3000.96 | 3395.44 | 3789.92 | 4184.4 | 4609.44 | 5034.48 | 5459.52 | 5884.56 | 6309.6
N-0 |  | IP | 13 | 27 | 34.52 | 42.04 | 49.56 | 57.08 | 64.6 | 75.025 | 85.45 | 95.875 | 106.3 | 120.25 | 134.2 | 148.15 | 162.1 | 176.05 | 190 | 201.2 | 212.4 | 223.6 | 234.8 | 246 | 254.48 | 262.96 | 271.44 | 279.92 | 288.4
N-0 |  | SAIDI | 0.047254 | 0.28012 | 0.59718 | 0.91425 | 1.2313 | 1.5484 | 1.8655 | 3.7961 | 5.7267 | 7.6574 | 9.588 | 22.5073 | 35.4267 | 48.346 | 61.2653 | 74.1847 | 87.104 | 116.8885 | 146.6729 | 176.4574 | 206.2418 | 236.0263 | 292.2337 | 348.4411 | 404.6486 | 460.856 | 517.0634
N-0 |  | SAIFI | 0.023627 | 0.070029 | 0.10932 | 0.14861 | 0.18791 | 0.2272 | 0.26649 | 0.37108 | 0.47567 | 0.58027 | 0.68486 | 0.96307 | 1.2413 | 1.5195 | 1.7977 | 2.0759 | 2.3542 | 2.774 | 3.1938 | 3.6137 | 4.0335 | 4.4533 | 4.9057 | 5.358 | 5.8104 | 6.2628 | 6.7151
N-0 |  | PFD | 2 | 4 | 4.6 | 5.2 | 5.8 | 6.4 | 7 | 8.75 | 10.5 | 12.25 | 14 | 17.8333 | 21.6667 | 25.5 | 29.3333 | 33.1667 | 37 | 40.2 | 43.4 | 46.6 | 49.8 | 53 | 57.8 | 62.6 | 67.4 | 72.2 | 77
N-1 |  | Deficit Flex-1 | 5445.8257 | 7241.2936 | 9036.7614 | 10832.2293 | 12627.6972 | 14423.1651 | 16218.633 | 18014.1008 | 19909.5687 | 21605.0366 | 23400.5045 | 25195.9724 | 26991.4402 | 28786.9081 | 30582.376 | 32377.8439 | 34173.3118 | 35968.7796 | 37764.2475 | 39559.7154 | 41355.1833 | 43150.6512 | 44946.119 | 46741.5869 | 48537.0548 | 50332.5227 | 52127.9906
N-1 |  | Deficit Flex-2-1 | 192864.6662 | 195239.242 | 196366.7654 | 197525.3756 | 198743.9239 | 200140.9384 | 201537.7103 | 203264.3598 | 205020.8584 | 206857.3016 | 208717.8537 | 210603.1815 | 212516.4069 | 214384.6797 | 216269.2922 | 218166.2033 | 220084.6619 | 221841.8513 | 223594.2698 | 225336.5209 | 227080.1514 | 228568.346 | 230020.4249 | 231425.4869 | 232792.6641 | 233827.4721 | 234770.9697
N-1 |  | Deficit Flex-2-2 | 57814.1638 | 62191.7469 | 64361.1052 | 66628.501 | 69068.2267 | 71918.961 | 74820.6792 | 78496.8393 | 82309.216 | 86348.3473 | 90544.7485 | 94913.207 | 99465.7345 | 104037.4078 | 108760.5825 | 113603.9974 | 118575.883 | 123222.715 | 127939.1384 | 132690.6949 | 137509.2221 | 141696.5467 | 145839.4246 | 149897.7742 | 153895.1644 | 156987.0204 | 159822.5063
|  | Component | 2022 | 2023 | 2024 | 2025 | 2026 | 2027 | 2028 | 2029 | 2030 | 2031 | 2032 | 2033 | 2034 | 2035 | 2036 | 2037 | 2038 | 2039 | 2040 | 2041 | 2042 | 2043 | 2044 | 2045 | 2046 | 2047 | 2048
| Valley South to Valley North to Vista and Centralized BESS in Valley South | Losses (MWh) | 49328.2 | 49736.2913 | 50144.3827 | 50552.474 | 50960.5654 | 51368.6567 | 51776.7481 | 52184.8394 | 52592.9308 | 53001.0221 | 53409.1135 | 53817.2048 | 54225.2962 | 54633.3875 | 55041.4788 | 55449.5702 | 55857.6615 | 56265.7529 | 56673.8442 | 57081.9356 | 57490.0269 | 57893.3266 | 58296.6263 | 58699.926 | 59103.2256 | 59506.5253 | 59909.825
N-1 |  | EENS | 5.1 | 14.0667 | 23.0333 | 32 | 40.9667 | 49.9333 | 58.9 | 80.775 | 102.65 | 124.525 | 146.4 | 191.1 | 267.45 | 343.8 | 420.15 | 496.5 | 604.5 | 742.6 | 880.7 | 1018.8 | 1156.9 | 1295 | 1414.6 | 1534.2 | 1653.8 | 1773.4 | 1893
N-1 |  | IP | 3 | 4.8833 | 6.7667 | 8.65 | 10.5333 | 12.4167 | 14.3 | 16.775 | 19.25 | 21.725 | 24.2 | 27.7 | 30.0167 | 32.3333 | 34.65 | 36.9667 | 38.1 | 39.96 | 41.82 | 43.68 | 45.54 | 47.4 | 53.7 | 60 | 66.3 | 72.6 | 78.9
N-1 |  | SAIDI | 0.013976 | 0.083383 | 0.15279 | 0.2222 | 0.29161 | 0.36101 | 0.43042 | 0.79087 | 1.1513 | 1.5118 | 1.8722 | 3.2626 | 6.355 | 9.4475 | 12.54 | 15.6324 | 20.427 | 30.4001 | 40.3732 | 50.3463 | 60.3194 | 70.2925 | 84.6835 | 99.0745 | 113.4655 | 127.8565 | 142.2475
N-1 |  | SAIFI | 0.0046586 | 0.012849 | 0.02104 | 0.029231 | 0.037421 | 0.045612 | 0.053803 | 0.073784 | 0.093766 | 0.11375 | 0.13373 | 0.17468 | 0.2455 | 0.31633 | 0.38715 | 0.45797 | 0.55867 | 0.68775 | 0.81683 | 0.94592 | 1.075 | 1.2041 | 1.3161 | 1.4281 | 1.5402 | 1.6522 | 1.7642
N-1 |  | PFD | 3 | 3.8333 | 4.6667 | 5.5 | 6.3333 | 7.1667 | 8 | 9.5 | 11 | 12.5 | 14 | 19 | 23 | 27 | 31 | 35 | 38 | 43 | 48 | 53 | 58 | 63 | 67.2 | 71.4 | 75.6 | 79.8 | 84
N-1 |  | Deficit Flex-1 | 3808.3607 | 5063.9626 | 6319.5645 | 7575.1665 | 8830.7684 | 10086.3703 | 11341.9723 | 12597.5742 | 13853.1761 | 15108.7781 | 16364.38 | 17619.9819 | 18875.5839 | 20131.1858 | 21386.7877 | 22642.3897 | 23897.9916 | 25153.5935 | 26409.1955 | 27664.7974 | 28920.3993 | 28048.9065 | 27177.4136 | 26305.9207 | 25434.4278 | 24562.935 | 23691.4421
N-1 |  | Deficit Flex-2-1 | 192864.6662 | 195239.242 | 196366.7654 | 197525.3756 | 198743.9239 | 200140.9384 | 201537.7103 | 203264.3598 | 205020.8584 | 206857.3016 | 208717.8537 | 210603.1815 | 212516.4069 | 214384.6797 | 216269.2922 | 218166.2033 | 220084.6619 | 221841.8513 | 223594.2698 | 225336.5209 | 227080.1514 | 228568.346 | 230020.4249 | 231425.4869 | 232792.6641 | 233827.4721 | 234770.9697
N-1 |  | Deficit Flex-2-2 | 15863.8931 | 17648.235 | 18532.2367 | 19475.1127 | 20493.7185 | 21703.2043 | 22946.0507 | 24548.2649 | 26220.9894 | 28058.9977 | 29994.707 | 32011.4259 | 34129.6734 | 36251.5767 | 38482.2923 | 40781.7815 | 43190.5588 | 45461.0936 | 47797.322 | 50173.6242 | 52592.3493 | 54724.6408 | 56841.0194 | 58943.9423 | 61028.0406 | 62640.5333 | 64144.755
N-0 |  | EENS (Valley South) | 0 | 0 | 0 | 0 | 0 | 0 | 0 | 0 | 0 | 0 | 0 | 0 | 0 | 0 | 0 | 0 | 0 | 0 | 0 | 0 | 0 | 0 | 0 | 0 | 0 | 0 | 0
N-0 |  | EENS (Valley North) | 0 | 0 | 0 | 0 | 0 | 0 | 0 | 0 | 0 | 0 | 0 | 0 | 0 | 0 | 0 | 0 |  |  |  | 26.0667 | 52.1333 | 78.2 | 209.6 | 341 | 472.4 | 603.8 | 735.2
N-0 |  | IP | 0 | 0 | 0 | 0 | 0 | 0 | 0 | 0 | 0 | 0 | 0 | 0 | 0 | 0 | 0 | 0 | 0 | 0 | 0 | 10 | 20 | 30 | 40.64 | 51.28 | 61.92 | 72.56 | 83.2
N-0 |  | SAIDI | 0 | 0 | 0 | 0 | 0 | 0 | 0 | 0 | 0 | 0 | 0 | 0 | 0 | 0 | 0 | 0 | 0 | 0 | 0 | 0.036158 | 0.072315 | 0.10847 | 0.13286 | 0.15725 | 0.18164 | 0.20603 | 0.23042
N-0 |  | SAIFI | 0 | 0 | 0 | 0 | 0 | 0 | 0 | 0 | 0 | 0 | 0 | 0 | 0 | 0 | 0 | 0 | 0 | 0 | 0 | 0.0060263 | 0.012053 | 0.018079 | 0.018652 | 0.019226 | 0.0198 | 0.020373 | 0.020947
N-0 |  | PFD | 0 | 0 | 0 | 0 | 0 | 0 | 0 | 0 | 0 | 0 | 0 | 0 | 0 | 0 | 0 | 0 | 0 | 0 | 0 | 1.6667 | 3.3333 | 5 | 7.6 | 10.2 | 12.8 | 15.4 | 18
N-0 Monetized | Residential | $ | 0 | 0 | 0 | 0 | 0 | 0 | 0 | 0 | 0 | 0 | 0 | 0 | 0 | 0 | 0 | 0 | 0 | 0 | 0 | 59315.905 | 227157.8256 | 895299.0638 | 1529816.1698 | 2378063.1342 | 3566591.1287 | 4441972.636 | 5627016.0611
N-0 Monetized | Commercial | $ | 0 | 0 | 0 | 0 | 0 | 0 | 0 | 0 | 0 | 0 | 0 | 0 | 0 | 0 | 0 | 0 | 0 | 0 | 0 | 354851.5035 | 1288264.5232 | 5103596.8357 | 8080189.8205 | 11394931.2021 | 16418057.0193 | 19558779.3014 | 24759521.0395
N-1 Monetized | Residential | $ | 1116.2831 | 3422.0258 | 5727.7686 | 8033.5113 | 10339.254 | 12644.9967 | 14950.7394 | 20760.3136 | 26569.8877 | 32379.4618 | 38189.0359 | 67892.3504 | 97595.6648 | 127298.9792 | 157002.2936 | 186705.6081 | 216408.9225 | 290960.8254 | 365512.7284 | 440064.6313 | 514616.5343 | 589168.4372 | 677105.8505 | 765043.2637 | 852980.677 | 940918.0903 | 1028855.5035
N-1 Monetized | Commercial | $ | 4632.001 | 14199.6478 | 23767.2945 | 33334.9412 | 42902.5879 | 52470.2347 | 62037.8814 | 86144.6269 | 110251.3724 | 134358.1179 | 158464.8634 | 281718.3457 | 404971.828 | 528225.3103 | 651478.7926 | 774732.2748 | 897985.7571 | 1207337.8219 | 1516689.8867 | 1826041.9515 | 2135394.0163 | 2444746.0811 | 2809641.1313 | 3174536.1814 | 3539431.2316 | 3904326.2817 | 4269221.3319
Flex-2-2 Monetized | Aggregate of Customer and Residential | $ | 4851900.5487 | 5548844.3301 | 5954616.7726 | 6363779.4526 | 6862697.0831 | 7430779.6338 | 7958090.1697 | 8741153.0659 | 9549664.1025 | 10292607.0963 | 11249460.5611 | 12276853.6393 | 13383547.5227 | 14497043.8173 | 15635893.6798 | 16957354.9399 | 18318405.6196 | 19745850.775 | 21095026.2971 | 22704288.8738 | 24150941.0839 | 25639353.0613 | 27288113.4095 | 28930870.8862 | 30651491.2146 | 32245235.0774 | 33779752.514
|  |  | 0 | 0 | 0 | 0 | 0 | 0 | 0 | 0 | 0 | 0 | 0 | 0 | 0 | 0 | 0 | 0 | 0 | 0 | 0 | 0 | 0 | 0 | 0 | 0 | 0 | 0 | 0
|  | LMP | 40 | 41 | 42.025 | 43.0756 | 44.1525 | 45.2563 | 46.3877 | 47.5474 | 48.7361 | 49.9545 | 51.2034 | 52.4835 | 53.7956 | 55.1404 | 56.519 | 57.9319 | 59.3802 | 60.8647 | 62.3863 | 63.946 | 65.5447 | 67.1833 | 68.8629 | 70.5844 | 72.349 | 74.1578 | 76.0117
| NPV of benefit | Component | 2022 | 2023 | 2024 | 2025 | 2026 | 2027 | 2028 | 2029 | 2030 | 2031 | 2032 | 2033 | 2034 | 2035 | 2036 | 2037 | 2038 | 2039 | 2040 | 2041 | 2042 | 2043 | 2044 | 2045 | 2046 | 2047 | 2048
19.3216 | 5198.6 | Losses (MWh) | 338.8 | 367.499 | 396.1981 | 424.8971 | 453.5962 | 482.2952 | 510.9942 | 539.6933 | 568.3923 | 597.0913 | 625.7904 | 654.4894 | 683.1885 | 711.8875 | 740.5865 | 769.2856 | 797.9846 | 826.6837 | 855.3827 | 884.0817 | 912.7808 | 946.2715 | 979.7622 | 1013.2529 | 1046.7436 | 1080.2343 | 1113.725
1151.6259 | 271211.454 | Losses ($) | 13552 | 15067.4606 | 16650.2242 | 18302.7088 | 20027.4113 | 21826.9097 | 23703.8658 | 25661.028 | 27701.2334 | 29827.4109 | 32042.584 | 34349.8736 | 36752.5011 | 39253.7913 | 41857.1756 | 44566.1956 | 47384.5059 | 50315.8778 | 53364.2029 | 56533.4969 | 59827.903 | 63573.6158 | 67469.2218 | 71519.8746 | 75730.8917 | 80107.7598 | 84656.1395
5.3189 | 673.1616 | EENS | 4.9 | 6.4333 | 6.8467 | 7.26 | 7.6733 | 8.0867 | 8.5 | 10.675 | 12.85 | 15.025 | 17.2 | 58.3667 | 67.8833 | 77.4 | 86.9167 | 96.4333 | 74.3 | 150.62 | 226.94 | 303.26 | 379.58 | 300.6 | 426.48 | 552.36 | 678.24 | 804.12 | 930
-0.11212 | -30.523 | IP | -1 | -1.8833 | -2.0867 | -2.29 | -2.4933 | -2.6967 | -2.9 | -3.575 | -4.25 | -4.925 | -5.6 | -6.35 | -5.9167 | -5.4833 | -5.05 | -4.6167 | -3 | -2.82 | -2.64 | -2.46 | -2.28 | -2.1 | -3.78 | -5.46 | -7.14 | -8.82 | -10.5
0.48559 | 52.6094 | SAIDI | 0.070836 | 0.15945 | 0.18767 | 0.21589 | 0.24412 | 0.27234 | 0.30056 | 0.37458 | 0.44861 | 0.52263 | 0.59666 | 2.8563 | 3.4138 | 3.9712 | 4.5287 | 5.0862 | 3.9415 | 7.7774 | 11.6133 | 15.4492 | 19.2851 | 23.121 | 40.8239 | 58.5268 | 76.2297 | 93.9325 | 111.6354
0.0037018 | 0.42183 | SAIFI | 0.0013994 | 0.0049225 | 0.0040068 | 0.0030912 | 0.0021756 | 0.00126 | 0.00034432 | 1.4412e-05 | -0.0003155 | -0.00064541 | -0.00097531 | 0.034697 | 0.040497 | 0.046296 | 0.052096 | 0.057895 | 0.033822 | 0.068724 | 0.10363 | 0.13853 | 0.17343 | 0.20833 | 0.32079 | 0.43325 | 0.54571 | 0.65817 | 0.77063
1.0975 | 270.8769 | PFD | 11 | 17.1667 | 18.5333 | 19.9 | 21.2667 | 22.6333 | 24 | 26.25 | 28.5 | 30.75 | 33 | 34.8333 | 37.6667 | 40.5 | 43.3333 | 46.1667 | 50 | 51.4 | 52.8 | 54.2 | 55.6 | 57 | 59.4 | 61.8 | 64.2 | 66.6 | 69
278.4735 | 57953.5677 | Flex-1 | 1637.465 | 2177.331 | 2717.1969 | 3257.0628 | 3796.9288 | 4336.7947 | 4876.6607 | 5416.5266 | 6056.3926 | 6496.2585 | 7036.1245 | 7575.9904 | 8115.8564 | 8655.7223 | 9195.5883 | 9735.4542 | 10275.3201 | 10815.1861 | 11355.052 | 11894.918 | 12434.7839 | 15101.7447 | 17768.7054 | 20435.6662 | 23102.627 | 25769.5877 | 28436.5485
0 | 0 | Flex-2-1 | 0 | 0 | 0 | 0 | 0 | 0 | 0 | 0 | 0 | 0 | 0 | 0 | 0 | 0 | 0 | 0 | 0 | 0 | 0 | 0 | 0 | 0 | 0 | 0 | 0 | 0 | 0
1848.6795 | 528242.2579 | Flex-2-2 | 41950.2707 | 44543.5119 | 45828.8685 | 47153.3883 | 48574.5082 | 50215.7567 | 51874.6285 | 53948.5744 | 56088.2267 | 58289.3496 | 60550.0415 | 62901.7811 | 65336.0611 | 67785.8311 | 70278.2902 | 72822.2159 | 75385.3242 | 77761.6214 | 80141.8163 | 82517.0707 | 84916.8728 | 86971.906 | 88998.4053 | 90953.8319 | 92867.1237 | 94346.4871 | 95677.7513
54.0623 | 8428.6492 | EENS | 22.2 | 65.8 | 102.72 | 139.64 | 176.56 | 213.48 | 250.4 | 348.675 | 446.95 | 545.225 | 643.5 | 904.9167 | 1166.3333 | 1427.75 | 1689.1667 | 1950.5833 | 2212 | 2606.48 | 3000.96 | 3369.3733 | 3737.7867 | 4106.2 | 4399.84 | 4693.48 | 4987.12 | 5280.76 | 5574.4
3.6868 | 817.2839 | IP | 13 | 27 | 34.52 | 42.04 | 49.56 | 57.08 | 64.6 | 75.025 | 85.45 | 95.875 | 106.3 | 120.25 | 134.2 | 148.15 | 162.1 | 176.05 | 190 | 201.2 | 212.4 | 213.6 | 214.8 | 216 | 213.84 | 211.68 | 209.52 | 207.36 | 205.2
3.2665 | 404.1208 | SAIDI | 0.047254 | 0.28012 | 0.59718 | 0.91425 | 1.2313 | 1.5484 | 1.8655 | 3.7961 | 5.7267 | 7.6574 | 9.588 | 22.5073 | 35.4267 | 48.346 | 61.2653 | 74.1847 | 87.104 | 116.8885 | 146.6729 | 176.4212 | 206.1695 | 235.9178 | 292.1008 | 348.2839 | 404.4669 | 460.65 | 516.833
0.060082 | 9.2 | SAIFI | 0.023627 | 0.070029 | 0.10932 | 0.14861 | 0.18791 | 0.2272 | 0.26649 | 0.37108 | 0.47567 | 0.58027 | 0.68486 | 0.96307 | 1.2413 | 1.5195 | 1.7977 | 2.0759 | 2.3542 | 2.774 | 3.1938 | 3.6076 | 4.0214 | 4.4352 | 4.887 | 5.3388 | 5.7906 | 6.2424 | 6.6942
0.741 | 139.7493 | PFD | 2 | 4 | 4.6 | 5.2 | 5.8 | 6.4 | 7 | 8.75 | 10.5 | 12.25 | 14 | 17.8333 | 21.6667 | 25.5 | 29.3333 | 33.1667 | 37 | 40.2 | 43.4 | 44.9333 | 46.4667 | 48 | 50.2 | 52.4 | 54.6 | 56.8 | 59
Monetized Benefits for Alternative
Residential | Cost of Reliability (N-1) | $/kWh | 4.4933 | 4.6057 | 4.7208 | 4.8388 | 4.9598 | 5.0838 | 5.2109 | 5.3412 | 5.4747 | 5.6115 | 5.7518 | 5.8956 | 6.043 | 6.1941 | 6.349 | 6.5077 | 6.6704 | 6.8371 | 7.0081 | 7.1833 | 7.3628 | 7.5469 | 7.7356 | 7.929 | 8.1272 | 8.3304 | 8.5386
Residential | Cost of Reliability (N-0) | $/kWh | 3.792 | 3.8868 | 3.984 | 4.0836 | 4.1857 | 4.2903 | 4.3976 | 4.5075 | 4.6202 | 4.7357 | 4.8541 | 4.9754 | 5.0998 | 5.2273 | 5.358 | 5.4919 | 5.6292 | 5.77 | 5.9142 | 6.0621 | 6.2136 | 6.369 | 6.5282 | 6.6914 | 6.8587 | 7.0302 | 7.2059
Commerical | Cost of Reliability (N-1) | $/kWh | 166.5977 | 170.7626 | 175.0317 | 179.4075 | 183.8927 | 188.49 | 193.2022 | 198.0323 | 202.9831 | 208.0577 | 213.2591 | 218.5906 | 224.0553 | 229.6567 | 235.3981 | 241.2831 | 247.3152 | 253.4981 | 259.8355 | 266.3314 | 272.9897 | 279.8144 | 286.8098 | 293.98 | 301.3295 | 308.8628 | 316.5843
Commerical | Cost of Reliability (N-0) | $/kWh | 153.8372 | 157.6831 | 161.6252 | 165.6658 | 169.8075 | 174.0527 | 178.404 | 182.8641 | 187.4357 | 192.1216 | 196.9246 | 201.8477 | 206.8939 | 212.0663 | 217.3679 | 222.8021 | 228.3722 | 234.0815 | 239.9335 | 245.9319 | 252.0802 | 258.3822 | 264.8417 | 271.4628 | 278.2493 | 285.2056 | 292.3357
Residential (N-1) | EENS | 368578.6415 | 238.6824 | 46.8039 | -145.0746 | -336.9531 | -528.8316 | -720.7101 | -912.5886 | -458.2932 | -3.9978 | 450.2976 | 904.593 | 10846.1882 | 20787.7834 | 30729.3786 | 40670.9738 | 50612.569 | 60554.1642 | 89975.6484 | 119397.1326 | 148818.6168 | 178240.101 | 207661.5852 | 295664.3626 | 383667.14 | 471669.9174 | 559672.6948 | 647675.4722
Commerical(N-1) | EENS | 1529411.85 | 990.4092 | 194.2121 | -601.985 | -1398.1821 | -2194.3792 | -2990.5763 | -3786.7734 | -1901.6811 | -16.5887 | 1868.5036 | 3753.596 | 45006.1043 | 86258.6127 | 127511.121 | 168763.6294 | 210016.1377 | 251268.6461 | 373352.6778 | 495436.7096 | 617520.7413 | 739604.7731 | 861688.8048 | 1226855.0826 | 1592021.3604 | 1957187.6382 | 2322353.9159 | 2687520.1937
Aggregate | EENS | 1897990.4915 | 1229.0916 | 241.016 | -747.0596 | -1735.1352 | -2723.2108 | -3711.2864 | -4699.362 | -2359.9743 | -20.5865 | 2318.8012 | 4658.189 | 55852.2925 | 107046.3961 | 158240.4996 | 209434.6032 | 260628.7067 | 311822.8102 | 463328.3262 | 614833.8421 | 766339.3581 | 917844.874 | 1069350.39 | 1522519.4452 | 1975688.5004 | 2428857.5556 | 2882026.6107 | 3335195.6659
Residential (N-0) | EENS | 53332648.8669 | 160316.9663 | 426669.2569 | 622795.9652 | 833703.4387 | 1064554.7712 | 1155250.6033 | 1567814.793 | 2064587.6917 | 2485972.1963 | 2907214.7827 | 3653487.0544 | 4512360.7013 | 5845712.9396 | 7145234.3901 | 9104342.6873 | 11402628.5447 | 14095767.6616 | 17191903.0116 | 19393249.5684 | 22144861.0185 | 25073328.8919 | 27521768.351 | 30222236.3798 | 33168881.348 | 36336961.4689 | 38811194.0416 | 40919657.1788
Commerical(N-0) | EENS | 234778919.5945 | 903378.8257 | 2253314.5962 | 3310509.5162 | 4447440.2171 | 5587242.1815 | 5454561.6522 | 7543245.1948 | 10054559.7799 | 11610814.2147 | 12826351.0572 | 16062284.1229 | 19403643.1206 | 25219740.5046 | 31071411.1969 | 39644741.2569 | 50251518.1649 | 62975375.3076 | 77967536.6231 | 85493629.6257 | 96535091.7608 | 107756667.9488 | 117430555.7028 | 128436359.4006 | 140917587.3792 | 154248370.4986 | 166202416.6569 | 173515049.2459
Aggregate | EENS | 288111568.4613 | 1063695.7919 | 2679983.8531 | 3933305.4814 | 5281143.6558 | 6651796.9527 | 6609812.2555 | 9111059.9878 | 12119147.4716 | 14096786.411 | 15733565.8399 | 19715771.1773 | 23916003.8219 | 31065453.4442 | 38216645.587 | 48749083.9442 | 61654146.7096 | 77071142.9692 | 95159439.6347 | 104886879.1941 | 118679952.7793 | 132829996.8407 | 144952324.0538 | 158658595.7804 | 174086468.7272 | 190585331.9675 | 205013610.6985 | 214434706.4247
Residential (N-1) | Value for Flex-1 | 326954842.6367 | 6621897.889 | 9025240.0833 | 11544610.7011 | 14184309.0748 | 16948776.9855 | 19842603.0985 | 22870527.5316 | 26037446.5594 | 29841138.801 | 32808663.4992 | 36423579.0806 | 40198735.0265 | 44139884.0327 | 48252966.2798 | 52544115.2117 | 57019663.4863 | 61686149.1027 | 66550321.7102 | 71619149.1049 | 76899823.9182 | 82399770.504 | 102574343.9536 | 123706146.2191 | 145830429.633 | 168983610.8761 | 193203307.1629 | 218528373.5072
Commerical(N-1) | Value for Flex-1 | 1346933800.4926 | 27279785.8511 | 37180672.4982 | 47559553.6114 | 58434140.8601 | 69822732.7501 | 81744232.8966 | 94218168.8424 | 107264711.44 | 122934525.6738 | 135159636.9079 | 150051760.6743 | 165604015.856 | 181840101.4463 | 198784488.8062 | 216462445.4708 | 234900059.6631 | 254124265.5365 | 274162869.1664 | 295044575.3117 | 316799014.9711 | 339456773.754 | 422568602.5027 | 509623862.2053 | 600767779.5165 | 696150377.7794 | 795926626.0932 | 900256592.8365
Aggregate | Value for Flex-1 | 1673888643.1293 | 33901683.7401 | 46205912.5815 | 59104164.3126 | 72618449.9349 | 86771509.7356 | 101586835.9951 | 117088696.374 | 133302157.9994 | 152775664.4748 | 167968300.407 | 186475339.7549 | 205802750.8824 | 225979985.479 | 247037455.086 | 269006560.6825 | 291919723.1494 | 315810414.6392 | 340713190.8765 | 366663724.4166 | 393698838.8893 | 421856544.258 | 525142946.4563 | 633330008.4245 | 746598209.1495 | 865133988.6555 | 989129933.256 | 1118784966.3437
Residential (N-1) | Value for Flex-2 | 0 | 0 | 0 | 0 | 0 | 0 | 0 | 0 | 0 | 0 | 0 | 0 | 0 | 0 | 0 | 0 | 0 | 0 | 0 | 0 | 0 | 0 | 0 | 0 | 0 | 0 | 0 | 0
Commerical(N-1) | Value for Flex-2 | 0 | 0 | 0 | 0 | 0 | 0 | 0 | 0 | 0 | 0 | 0 | 0 | 0 | 0 | 0 | 0 | 0 | 0 | 0 | 0 | 0 | 0 | 0 | 0 | 0 | 0 | 0 | 0
Aggregate of Flex-2 (Component 1) | Value for Flex-2 | 0 | 0 | 0 | 0 | 0 | 0 | 0 | 0 | 0 | 0 | 0 | 0 | 0 | 0 | 0 | 0 | 0 | 0 | 0 | 0 | 0 | 0 | 0 | 0 | 0 | 0 | 0 | 0
Aggregate of Flex-2 (Component 2) | Value for Flex-2-2 | 175568847.8883 | 11220653.2927 | 12144894.2429 | 12786906.8354 | 13548988.6365 | 14198598.1689 | 15000919.0418 | 15909040.4592 | 16834711.4999 | 17913721.5386 | 19199934.4292 | 20113909.1059 | 21304230.0472 | 22569755.2788 | 23956380.4958 | 25296897.7557 | 26952539.3115 | 28393160.813 | 29763730.614 | 31534269.3716 | 33150927.6597 | 34881141.3954 | 36682729.5259 | 38269131.4495 | 40074160.3477 | 41880907.3012 | 43418755.6266 | 45077255.1789
Aggregate ($M) |  | 2139.467 | 46187261.9164 | 61031031.6935 | 75823629.5698 | 91446847.0919 | 107619181.6464 | 123193856.006 | 142104097.459 | 162253656.9966 | 184786151.8379 | 202904119.4774 | 226309678.2272 | 251078837.0441 | 279722240.598 | 309368721.6684 | 343261976.9856 | 380787037.8772 | 421586541.2317 | 466099689.4514 | 503699706.8244 | 546296058.6864 | 590485527.368 | 707847350.426 | 831780255.0996 | 962734526.7247 | 1100029085.4797 | 1240444326.1918 | 1381632123.6133
Aggregate ($M)+ Monetized Losses |  | 2139.7383 | 46200813.9164 | 61046099.154 | 75840279.794 | 91465149.8007 | 107639209.0576 | 123215682.9156 | 142127801.3249 | 162279318.0246 | 184813853.0713 | 202933946.8883 | 226341720.8111 | 251113186.9177 | 279758993.0991 | 309407975.4597 | 343303834.1612 | 380831604.0728 | 421633925.7376 | 466150005.3291 | 503753071.0273 | 546352592.1833 | 590545355.271 | 707910924.0418 | 831847724.3213 | 962806046.5993 | 1100104816.3714 | 1240524433.9517 | 1381716779.7528
Project Cost |  | 291
Benefit-Cost Ratio |  | 7.3531
Market Participation Revenue (All costs are $x1,000) |  |  | 2043: 1665.9024; 2044: 1952.3679; 2045: 2238.8333; 2046: 2525.2987; 2047: 2554.1344; 2048: 2582.97
5.3189
278.4735
0
1848.6795
54.0623

## SDG&E and Central BESS in VS
|  | Component | 2022 | 2023 | 2024 | 2025 | 2026 | 2027 | 2028 | 2029 | 2030 | 2031 | 2032 | 2033 | 2034 | 2035 | 2036 | 2037 | 2038 | 2039 | 2040 | 2041 | 2042 | 2043 | 2044 | 2045 | 2046 | 2047 | 2048
| Baseline | Losses (MWh) | 49667 | 50103.7904 | 50540.5808 | 50977.3712 | 51414.1615 | 51850.9519 | 52287.7423 | 52724.5327 | 53161.3231 | 53598.1135 | 54034.9038 | 54471.6942 | 54908.4846 | 55345.275 | 55782.0654 | 56218.8558 | 56655.6462 | 57092.4365 | 57529.2269 | 57966.0173 | 58402.8077 | 58839.5981 | 59276.3885 | 59713.1788 | 60149.9692 | 60586.7596 | 61023.55
N-1 |  | EENS | 10 | 20.5 | 29.88 | 39.26 | 48.64 | 58.02 | 67.4 | 91.45 | 115.5 | 139.55 | 163.6 | 249.4667 | 335.3333 | 421.2 | 507.0667 | 592.9333 | 678.8 | 893.22 | 1107.64 | 1322.06 | 1536.48 | 1595.6 | 1841.08 | 2086.56 | 2332.04 | 2577.52 | 2823
N-1 |  | IP | 2 | 3 | 4.68 | 6.36 | 8.04 | 9.72 | 11.4 | 13.2 | 15 | 16.8 | 18.6 | 21.35 | 24.1 | 26.85 | 29.6 | 32.35 | 35.1 | 37.14 | 39.18 | 41.22 | 43.26 | 45.3 | 49.92 | 54.54 | 59.16 | 63.78 | 68.4
N-1 |  | SAIDI | 0.084812 | 0.24283 | 0.34046 | 0.43809 | 0.53572 | 0.63335 | 0.73098 | 1.1655 | 1.5999 | 2.0344 | 2.4689 | 6.1188 | 9.7688 | 13.4187 | 17.0687 | 20.7186 | 24.3686 | 38.1776 | 51.9865 | 65.7955 | 79.6045 | 93.4135 | 125.5074 | 157.6012 | 189.6951 | 221.789 | 253.8829
N-1 |  | SAIFI | 0.006058 | 0.017772 | 0.025047 | 0.032322 | 0.039597 | 0.046872 | 0.054147 | 0.073799 | 0.093451 | 0.1131 | 0.13275 | 0.20938 | 0.286 | 0.36262 | 0.43924 | 0.51587 | 0.59249 | 0.75647 | 0.92046 | 1.0844 | 1.2484 | 1.4124 | 1.6369 | 1.8614 | 2.0859 | 2.3103 | 2.5348
N-1 |  | PFD | 14 | 21 | 23.2 | 25.4 | 27.6 | 29.8 | 32 | 35.75 | 39.5 | 43.25 | 47 | 53.8333 | 60.6667 | 67.5 | 74.3333 | 81.1667 | 88 | 94.4 | 100.8 | 107.2 | 113.6 | 120 | 126.6 | 133.2 | 139.8 | 146.4 | 153
N-0 |  | EENS | 22.2 | 65.8 | 102.72 | 139.64 | 176.56 | 213.48 | 250.4 | 348.675 | 446.95 | 545.225 | 643.5 | 904.9167 | 1166.3333 | 1427.75 | 1689.1667 | 1950.5833 | 2212 | 2606.48 | 3000.96 | 3395.44 | 3789.92 | 4184.4 | 4609.44 | 5034.48 | 5459.52 | 5884.56 | 6309.6
N-0 |  | IP | 13 | 27 | 34.52 | 42.04 | 49.56 | 57.08 | 64.6 | 75.025 | 85.45 | 95.875 | 106.3 | 120.25 | 134.2 | 148.15 | 162.1 | 176.05 | 190 | 201.2 | 212.4 | 223.6 | 234.8 | 246 | 254.48 | 262.96 | 271.44 | 279.92 | 288.4
N-0 |  | SAIDI | 0.047254 | 0.28012 | 0.59718 | 0.91425 | 1.2313 | 1.5484 | 1.8655 | 3.7961 | 5.7267 | 7.6574 | 9.588 | 22.5073 | 35.4267 | 48.346 | 61.2653 | 74.1847 | 87.104 | 116.8885 | 146.6729 | 176.4574 | 206.2418 | 236.0263 | 292.2337 | 348.4411 | 404.6486 | 460.856 | 517.0634
N-0 |  | SAIFI | 0.023627 | 0.070029 | 0.10932 | 0.14861 | 0.18791 | 0.2272 | 0.26649 | 0.37108 | 0.47567 | 0.58027 | 0.68486 | 0.96307 | 1.2413 | 1.5195 | 1.7977 | 2.0759 | 2.3542 | 2.774 | 3.1938 | 3.6137 | 4.0335 | 4.4533 | 4.9057 | 5.358 | 5.8104 | 6.2628 | 6.7151
N-0 |  | PFD | 2 | 4 | 4.6 | 5.2 | 5.8 | 6.4 | 7 | 8.75 | 10.5 | 12.25 | 14 | 17.8333 | 21.6667 | 25.5 | 29.3333 | 33.1667 | 37 | 40.2 | 43.4 | 46.6 | 49.8 | 53 | 57.8 | 62.6 | 67.4 | 72.2 | 77
N-1 |  | Deficit Flex-1 | 5445.8257 | 7241.2936 | 9036.7614 | 10832.2293 | 12627.6972 | 14423.1651 | 16218.633 | 18014.1008 | 19909.5687 | 21605.0366 | 23400.5045 | 25195.9724 | 26991.4402 | 28786.9081 | 30582.376 | 32377.8439 | 34173.3118 | 35968.7796 | 37764.2475 | 39559.7154 | 41355.1833 | 43150.6512 | 44946.119 | 46741.5869 | 48537.0548 | 50332.5227 | 52127.9906
N-1 |  | Deficit Flex-2-1 | 192864.6662 | 195239.242 | 196366.7654 | 197525.3756 | 198743.9239 | 200140.9384 | 201537.7103 | 203264.3598 | 205020.8584 | 206857.3016 | 208717.8537 | 210603.1815 | 212516.4069 | 214384.6797 | 216269.2922 | 218166.2033 | 220084.6619 | 221841.8513 | 223594.2698 | 225336.5209 | 227080.1514 | 228568.346 | 230020.4249 | 231425.4869 | 232792.6641 | 233827.4721 | 234770.9697
N-1 |  | Deficit Flex-2-2 | 57814.1638 | 62191.7469 | 64361.1052 | 66628.501 | 69068.2267 | 71918.961 | 74820.6792 | 78496.8393 | 82309.216 | 86348.3473 | 90544.7485 | 94913.207 | 99465.7345 | 104037.4078 | 108760.5825 | 113603.9974 | 118575.883 | 123222.715 | 127939.1384 | 132690.6949 | 137509.2221 | 141696.5467 | 145839.4246 | 149897.7742 | 153895.1644 | 156987.0204 | 159822.5063
|  | Component | 2022 | 2023 | 2024 | 2025 | 2026 | 2027 | 2028 | 2029 | 2030 | 2031 | 2032 | 2033 | 2034 | 2035 | 2036 | 2037 | 2038 | 2039 | 2040 | 2041 | 2042 | 2043 | 2044 | 2045 | 2046 | 2047 | 2048
| SDG&E and Centralized BESS in Valley South | Losses (MWh) | 43917.34 | 44144.4625 | 44371.585 | 44598.7075 | 44825.83 | 45052.9525 | 45280.075 | 45576.8843 | 45873.6936 | 46170.5029 | 46467.3122 | 46764.1215 | 47060.9308 | 47357.7401 | 47654.5494 | 47951.3587 | 48248.168 | 48544.9773 | 48838.0748 | 49131.1723 | 49424.2699 | 49717.3674 | 50010.4649 | 50303.5624 | 50596.66 | 50889.7575 | 51182.855
N-1 |  | EENS | 0 | 0 | 0 | 0 | 0 | 0 | 0 | 0 | 0 | 0 | 0 | 0 | 0 | 0 | 0 | 0 | 0 | 0 | 0 | 0 | 0 | 0 | 0 | 0 | 0 | 0 | 0
N-1 |  | IP | 0 | 0 | 0 | 0 | 0 | 0 | 0 | 0 | 0 | 0 | 0 | 0 | 0 | 0 | 0 | 0 | 0 | 0 | 0 | 0 | 0 | 0 | 0 | 0 | 0 | 0 | 0
N-1 |  | SAIDI | 0 | 0 | 0 | 0 | 0 | 0 | 0 | 0 | 0 | 0 | 0 | 0 | 0 | 0 | 0 | 0 | 0 | 0 | 0 | 0 | 0 | 0 | 0 | 0 | 0 | 0 | 0
N-1 |  | SAIFI | 0 | 0 | 0 | 0 | 0 | 0 | 0 | 0 | 0 | 0 | 0 | 0 | 0 | 0 | 0 | 0 | 0 | 0 | 0 | 0 | 0 | 0 | 0 | 0 | 0 | 0 | 0
N-1 |  | PFD | 0 | 0 | 0 | 0 | 0 | 0 | 0 | 0 | 0 | 0 | 0 | 0 | 0 | 0 | 0 | 0 | 0 | 0 | 0 | 0 | 0 | 0 | 0 | 0 | 0 | 0 | 0
N-1 |  | Deficit Flex-1 | 1522.8473 | 1930.4719 | 2338.0965 | 2745.7211 | 3153.3457 | 3560.9703 | 3968.5949 | 4376.2195 | 4783.8441 | 5191.4687 | 5599.0933 | 6006.7179 | 6414.3425 | 6821.9671 | 7229.5917 | 7637.2163 | 8044.8409 | 8452.4655 | 10496.3999 | 12540.3342 | 14584.2686 | 16628.203 | 18672.1373 | 20716.0717 | 22760.0061 | 24803.9405 | 26847.8748
N-1 |  | Deficit Flex-2-1 | 57103.9834 | 58857.5802 | 59699.5969 | 60571.9625 | 61496.8984 | 62558.6591 | 63631.2886 | 64969.1758 | 66337.6858 | 67781.1346 | 69263.8811 | 70782.1887 | 72342.2197 | 73878.7597 | 75444.0913 | 77029.0549 | 78642.4559 | 80129.0216 | 81620.0409 | 83106.2193 | 84594.5077 | 85866.1341 | 87106.9004 | 88307.492 | 89475.7119 | 90359.9304 | 91166.1263
N-1 |  | Deficit Flex-2-2 | 12005.7797 | 13453.7476 | 14178.8891 | 14937.2616 | 15757.2916 | 16749.9364 | 17791.9132 | 19124.0113 | 20543.1454 | 22091.1289 | 23727.9556 | 25447.6736 | 27260.0671 | 29119.0608 | 31049.6437 | 33050.6164 | 35134.1891 | 37103.7518 | 39133.9508 | 41196.0439 | 43327.741 | 45192.0695 | 47054.6953 | 48899.7683 | 50715.4124 | 52106.7244 | 53402.5069
N-0 |  | EENS | 0 | 0 | 0 | 0 | 0 | 0 | 0 | 0 | 0 | 0 | 0 | 0 | 0 | 0 | 0 | 0 | 0 | 0 | 0 | 0 | 0 | 0 | 0 | 0 | 0 | 0 | 0
N-0 |  | IP | 0 | 0 | 0 | 0 | 0 | 0 | 0 | 0 | 0 | 0 | 0 | 0 | 0 | 0 | 0 | 0 | 0 | 0 | 0 | 0 | 0 | 0 | 0 | 0 | 0 | 0 | 0
N-0 |  | SAIDI | 0 | 0 | 0 | 0 | 0 | 0 | 0 | 0 | 0 | 0 | 0 | 0 | 0 | 0 | 0 | 0 | 0 | 0 | 0 | 0 | 0 | 0 | 0 | 0 | 0 | 0 | 0
N-0 |  | SAIFI | 0 | 0 | 0 | 0 | 0 | 0 | 0 | 0 | 0 | 0 | 0 | 0 | 0 | 0 | 0 | 0 | 0 | 0 | 0 | 0 | 0 | 0 | 0 | 0 | 0 | 0 | 0
N-0 |  | PFD | 0 | 0 | 0 | 0 | 0 | 0 | 0 | 0 | 0 | 0 | 0 | 0 | 0 | 0 | 0 | 0 | 0 | 0 | 0 | 0 | 0 | 0 | 0 | 0 | 0 | 0 | 0
N-0 Monetized | Residential | $ | 0 | 0 | 0 | 0 | 0 | 0 | 0 | 0 | 0 | 0 | 0 | 0 | 0 | 0 | 0 | 0 | 0 | 0 | 0 | 0 | 0 | 0 | 0 | 0 | 0 | 0 | 0
N-0 Monetized | Commercial | $ | 0 | 0 | 0 | 0 | 0 | 0 | 0 | 0 | 0 | 0 | 0 | 0 | 0 | 0 | 0 | 0 | 0 | 0 | 0 | 0 | 0 | 0 | 0 | 0 | 0 | 0 | 0
N-1 Monetized | Residential | $ | 0 | 0 | 0 | 0 | 0 | 0 | 0 | 0 | 0 | 0 | 0 | 0 | 0 | 0 | 0 | 0 | 0 | 0 | 0 | 0 | 0 | 0 | 0 | 0 | 0 | 0 | 0
N-1 Monetized | Commercial | $ | 0 | 0 | 0 | 0 | 0 | 0 | 0 | 0 | 0 | 0 | 0 | 0 | 0 | 0 | 0 | 0 | 0 | 0 | 0 | 0 | 0 | 0 | 0 | 0 | 0 | 0 | 0
Flex-2-2 Monetized | Aggregate of Customer and Residential | $ | 3761264.1019 | 4284468.9845 | 4606809.4574 | 4995916.7069 | 5329732.8155 | 5796909.3143 | 6339306.0255 | 6920207.7482 | 7596461.536 | 8346769.2775 | 9071092.5084 | 10002224.8732 | 10816199.1172 | 11750212.1773 | 12812996.3056 | 14011630.4387 | 15155185.0016 | 16252369.1601 | 17557003.3318 | 18885313.6703 | 20270943.3899 | 21663676.1505 | 22940276.4241 | 24374410.358 | 25933472.8395 | 27111136.4565 | 28364935.2116
|  |  | 0 | 0 | 0 | 0 | 0 | 0 | 0 | 0 | 0 | 0 | 0 | 0 | 0 | 0 | 0 | 0 | 0 | 0 | 0 | 0 | 0 | 0 | 0 | 0 | 0 | 0 | 0
|  | LMP | 40 | 41 | 42.025 | 43.0756 | 44.1525 | 45.2563 | 46.3877 | 47.5474 | 48.7361 | 49.9545 | 51.2034 | 52.4835 | 53.7956 | 55.1404 | 56.519 | 57.9319 | 59.3802 | 60.8647 | 62.3863 | 63.946 | 65.5447 | 67.1833 | 68.8629 | 70.5844 | 72.349 | 74.1578 | 76.0117
Comparison to Baseline
| NPV of benefit | Component | 2022 | 2023 | 2024 | 2025 | 2026 | 2027 | 2028 | 2029 | 2030 | 2031 | 2032 | 2033 | 2034 | 2035 | 2036 | 2037 | 2038 | 2039 | 2040 | 2041 | 2042 | 2043 | 2044 | 2045 | 2046 | 2047 | 2048
214367.0494 | 65891.2701 | Losses (MWh) | 5749.66 | 5959.3279 | 6168.9958 | 6378.6637 | 6588.3315 | 6797.9994 | 7007.6673 | 7147.6484 | 7287.6295 | 7427.6106 | 7567.5916 | 7707.5727 | 7847.5538 | 7987.5349 | 8127.516 | 8267.4971 | 8407.4782 | 8547.4592 | 8691.1521 | 8834.845 | 8978.5378 | 9122.2307 | 9265.9235 | 9409.6164 | 9553.3093 | 9697.0021 | 9840.695
12379466.8379 | 3323604.18 | Losses ($) | 229986.4 | 244332.4433 | 259252.0472 | 274764.9236 | 290891.4112 | 307652.4951 | 325069.8262 | 339852.3127 | 355170.7548 | 371042.7115 | 387486.2842 | 404520.1338 | 422163.497 | 440436.2033 | 459358.6927 | 478952.034 | 499237.9431 | 520238.8027 | 542209.2456 | 564953.0614 | 588495.1872 | 612861.3237 | 638077.9574 | 664172.3846 | 691172.7343 | 719107.9938 | 748008.0334
21683.8 | 3054.0879 | EENS | 10 | 20.5 | 29.88 | 39.26 | 48.64 | 58.02 | 67.4 | 91.45 | 115.5 | 139.55 | 163.6 | 249.4667 | 335.3333 | 421.2 | 507.0667 | 592.9333 | 678.8 | 893.22 | 1107.64 | 1322.06 | 1536.48 | 1595.6 | 1841.08 | 2086.56 | 2332.04 | 2577.52 | 2823
780.05 | 153.6922 | IP | 2 | 3 | 4.68 | 6.36 | 8.04 | 9.72 | 11.4 | 13.2 | 15 | 16.8 | 18.6 | 21.35 | 24.1 | 26.85 | 29.6 | 32.35 | 35.1 | 37.14 | 39.18 | 41.22 | 43.26 | 45.3 | 49.92 | 54.54 | 59.16 | 63.78 | 68.4
1379.1902 | 159.3784 | SAIDI | 0.084812 | 0.24283 | 0.34046 | 0.43809 | 0.53572 | 0.63335 | 0.73098 | 1.1655 | 1.5999 | 2.0344 | 2.4689 | 6.1188 | 9.7688 | 13.4187 | 17.0687 | 20.7186 | 24.3686 | 38.1776 | 51.9865 | 65.7955 | 79.6045 | 93.4135 | 125.5074 | 157.6012 | 189.6951 | 221.789 | 253.8829
18.892 | 2.6253 | SAIFI | 0.006058 | 0.017772 | 0.025047 | 0.032322 | 0.039597 | 0.046872 | 0.054147 | 0.073799 | 0.093451 | 0.1131 | 0.13275 | 0.20938 | 0.286 | 0.36262 | 0.43924 | 0.51587 | 0.59249 | 0.75647 | 0.92046 | 1.0844 | 1.2484 | 1.4124 | 1.6369 | 1.8614 | 2.0859 | 2.3103 | 2.5348
1999 | 431.1952 | PFD | 14 | 21 | 23.2 | 25.4 | 27.6 | 29.8 | 32 | 35.75 | 39.5 | 43.25 | 47 | 53.8333 | 60.6667 | 67.5 | 74.3333 | 81.1667 | 88 | 94.4 | 100.8 | 107.2 | 113.6 | 120 | 126.6 | 133.2 | 139.8 | 146.4 | 153
519519.4677 | 128484.6874 | Flex-1 | 3922.9784 | 5310.8216 | 6698.6649 | 8086.5082 | 9474.3515 | 10862.1948 | 12250.038 | 13637.8813 | 15125.7246 | 16413.5679 | 17801.4112 | 19189.2544 | 20577.0977 | 21964.941 | 23352.7843 | 24740.6276 | 26128.4709 | 27516.3141 | 27267.8476 | 27019.3812 | 26770.9147 | 26522.4482 | 26273.9817 | 26025.5152 | 25777.0487 | 25528.5822 | 25280.1157
3785438.8765 | 1279733.5229 | Flex-2-1 | 135760.6828 | 136381.6617 | 136667.1685 | 136953.4131 | 137247.0255 | 137582.2793 | 137906.4217 | 138295.184 | 138683.1726 | 139076.167 | 139453.9726 | 139820.9928 | 140174.1872 | 140505.9199 | 140825.2009 | 141137.1484 | 141442.206 | 141712.8298 | 141974.2289 | 142230.3016 | 142485.6437 | 142702.2119 | 142913.5245 | 143117.9949 | 143316.9522 | 143467.5417 | 143604.8434
2043804.579 | 581863.9462 | Flex-2-2 | 45808.3841 | 48737.9993 | 50182.2161 | 51691.2394 | 53310.9351 | 55169.0246 | 57028.766 | 59372.828 | 61766.0707 | 64257.2184 | 66816.7928 | 69465.5334 | 72205.6674 | 74918.347 | 77710.9388 | 80553.3809 | 83441.6939 | 86118.9632 | 88805.1876 | 91494.651 | 94181.4811 | 96504.4773 | 98784.7293 | 100998.0059 | 103179.752 | 104880.2961 | 106419.9994
56580.7 | 8657.5453 | EENS | 22.2 | 65.8 | 102.72 | 139.64 | 176.56 | 213.48 | 250.4 | 348.675 | 446.95 | 545.225 | 643.5 | 904.9167 | 1166.3333 | 1427.75 | 1689.1667 | 1950.5833 | 2212 | 2606.48 | 3000.96 | 3395.44 | 3789.92 | 4184.4 | 4609.44 | 5034.48 | 5459.52 | 5884.56 | 6309.6
4056.4 | 853.0526 | IP | 13 | 27 | 34.52 | 42.04 | 49.56 | 57.08 | 64.6 | 75.025 | 85.45 | 95.875 | 106.3 | 120.25 | 134.2 | 148.15 | 162.1 | 176.05 | 190 | 201.2 | 212.4 | 223.6 | 234.8 | 246 | 254.48 | 262.96 | 271.44 | 279.92 | 288.4
3267.6159 | 404.2317 | SAIDI | 0.047254 | 0.28012 | 0.59718 | 0.91425 | 1.2313 | 1.5484 | 1.8655 | 3.7961 | 5.7267 | 7.6574 | 9.588 | 22.5073 | 35.4267 | 48.346 | 61.2653 | 74.1847 | 87.104 | 116.8885 | 146.6729 | 176.4574 | 206.2418 | 236.0263 | 292.2337 | 348.4411 | 404.6486 | 460.856 | 517.0634
60.2171 | 9.214 | SAIFI | 0.023627 | 0.070029 | 0.10932 | 0.14861 | 0.18791 | 0.2272 | 0.26649 | 0.37108 | 0.47567 | 0.58027 | 0.68486 | 0.96307 | 1.2413 | 1.5195 | 1.7977 | 2.0759 | 2.3542 | 2.774 | 3.1938 | 3.6137 | 4.0335 | 4.4533 | 4.9057 | 5.358 | 5.8104 | 6.2628 | 6.7151
815 | 146.7926 | PFD | 2 | 4 | 4.6 | 5.2 | 5.8 | 6.4 | 7 | 8.75 | 10.5 | 12.25 | 14 | 17.8333 | 21.6667 | 25.5 | 29.3333 | 33.1667 | 37 | 40.2 | 43.4 | 46.6 | 49.8 | 53 | 57.8 | 62.6 | 67.4 | 72.2 | 77
Monetized Benefits for Alternative
Residential | Cost of Reliability (N-1) | $/kWh | 4.4933 | 4.6057 | 4.7208 | 4.8388 | 4.9598 | 5.0838 | 5.2109 | 5.3412 | 5.4747 | 5.6115 | 5.7518 | 5.8956 | 6.043 | 6.1941 | 6.349 | 6.5077 | 6.6704 | 6.8371 | 7.0081 | 7.1833 | 7.3628 | 7.5469 | 7.7356 | 7.929 | 8.1272 | 8.3304 | 8.5386
Residential | Cost of Reliability (N-0) | $/kWh | 3.792 | 3.8868 | 3.984 | 4.0836 | 4.1857 | 4.2903 | 4.3976 | 4.5075 | 4.6202 | 4.7357 | 4.8541 | 4.9754 | 5.0998 | 5.2273 | 5.358 | 5.4919 | 5.6292 | 5.77 | 5.9142 | 6.0621 | 6.2136 | 6.369 | 6.5282 | 6.6914 | 6.8587 | 7.0302 | 7.2059
Commerical | Cost of Reliability (N-1) | $/kWh | 166.5977 | 170.7626 | 175.0317 | 179.4075 | 183.8927 | 188.49 | 193.2022 | 198.0323 | 202.9831 | 208.0577 | 213.2591 | 218.5906 | 224.0553 | 229.6567 | 235.3981 | 241.2831 | 247.3152 | 253.4981 | 259.8355 | 266.3314 | 272.9897 | 279.8144 | 286.8098 | 293.98 | 301.3295 | 308.8628 | 316.5843
Commerical | Cost of Reliability (N-0) | $/kWh | 153.8372 | 157.6831 | 161.6252 | 165.6658 | 169.8075 | 174.0527 | 178.404 | 182.8641 | 187.4357 | 192.1216 | 196.9246 | 201.8477 | 206.8939 | 212.0663 | 217.3679 | 222.8021 | 228.3722 | 234.0815 | 239.9335 | 245.9319 | 252.0802 | 258.3822 | 264.8417 | 271.4628 | 278.2493 | 285.2056 | 292.3357
Residential (N-1) | EENS | 1363590.1346 | 1354.9655 | 3468.8297 | 5582.694 | 7696.5582 | 9810.4224 | 11924.2866 | 14038.1508 | 20302.0204 | 26565.8899 | 32829.7594 | 39093.629 | 78738.5386 | 118383.4482 | 158028.3578 | 197673.2674 | 237318.177 | 276963.0867 | 380936.4738 | 484909.8609 | 588883.2481 | 692856.6352 | 796830.0224 | 972770.2131 | 1148710.4037 | 1324650.5944 | 1500590.7851 | 1676530.9757
Commerical(N-1) | EENS | 5658197.94 | 5622.4102 | 14393.8598 | 23165.3095 | 31936.7591 | 40708.2087 | 49479.6583 | 58251.108 | 84242.9458 | 110234.7837 | 136226.6215 | 162218.4594 | 326724.45 | 491230.4407 | 655736.4313 | 820242.4219 | 984748.4126 | 1149254.4032 | 1580690.4998 | 2012126.5963 | 2443562.6929 | 2874998.7894 | 3306434.886 | 4036496.2139 | 4766557.5418 | 5496618.8697 | 6226680.1977 | 6956741.5256
Aggregate | EENS | 7021788.0745 | 6977.3757 | 17862.6896 | 28748.0034 | 39633.3173 | 50518.6311 | 61403.9449 | 72289.2588 | 104544.9662 | 136800.6736 | 169056.381 | 201312.0884 | 405462.9886 | 609613.8889 | 813764.7891 | 1017915.6894 | 1222066.5896 | 1426217.4899 | 1961626.9736 | 2497036.4572 | 3032445.9409 | 3567855.4246 | 4103264.9083 | 5009266.4269 | 5915267.9455 | 6821269.4641 | 7727270.9827 | 8633272.5013
Residential (N-0) | EENS | 55025530.5529 | 160316.9663 | 426669.2569 | 622795.9652 | 833703.4387 | 1064554.7712 | 1155250.6033 | 1567814.793 | 2064587.6917 | 2485972.1963 | 2907214.7827 | 3653487.0544 | 4512360.7013 | 5845712.9396 | 7145234.3901 | 9104342.6873 | 11402628.5447 | 14095767.6616 | 17191903.0116 | 19393249.5684 | 22204176.9235 | 25300486.7175 | 28417067.4149 | 31752052.5496 | 35546944.4822 | 39903552.5976 | 43253166.6776 | 46546673.2399
Commerical(N-0) | EENS | 242736972.2988 | 903378.8257 | 2253314.5962 | 3310509.5162 | 4447440.2171 | 5587242.1815 | 5454561.6522 | 7543245.1948 | 10054559.7799 | 11610814.2147 | 12826351.0572 | 16062284.1229 | 19403643.1206 | 25219740.5046 | 31071411.1969 | 39644741.2569 | 50251518.1649 | 62975375.3076 | 77967536.6231 | 85493629.6257 | 96889943.2643 | 109044932.472 | 122534152.5385 | 136516549.2211 | 152312518.5813 | 170666427.5178 | 185761195.9583 | 198274570.2853
Aggregate | EENS | 297762502.8517 | 1063695.7919 | 2679983.8531 | 3933305.4814 | 5281143.6558 | 6651796.9527 | 6609812.2555 | 9111059.9878 | 12119147.4716 | 14096786.411 | 15733565.8399 | 19715771.1773 | 23916003.8219 | 31065453.4442 | 38216645.587 | 48749083.9442 | 61654146.7096 | 77071142.9692 | 95159439.6347 | 104886879.1941 | 119094120.1878 | 134345419.1894 | 150951219.9534 | 168268601.7707 | 187859463.0636 | 210569980.1155 | 229014362.6359 | 244821243.5253
Residential (N-1) | Value for Flex-1 | 698117069.9639 | 15864499.0795 | 22013851.5198 | 28460756.2702 | 35216247.6009 | 42291725.5255 | 49698967.1916 | 57450138.6125 | 65557806.75 | 74527673.2999 | 82894980.7966 | 92151739.2324 | 101819526.2271 | 111913107.7344 | 122447731.1133 | 133439139.9687 | 144903589.435 | 156857861.9121 | 169319283.2697 | 171985125.153 | 174678434.5784 | 177398918.7719 | 180146253.1534 | 182920079.9298 | 185720006.6368 | 188545604.6291 | 191396407.517 | 194271909.5463
Commerical(N-1) | Value for Flex-1 | 2875985780.3367 | 65355906.2337 | 90688978.4898 | 117247856.9173 | 145077998.6547 | 174226367.5683 | 204741481.1785 | 236673458.9894 | 270074072.2652 | 307026626.1546 | 341496858.1767 | 379631301.2077 | 419459030.854 | 461040877.4192 | 504439654.4185 | 549720219.7193 | 596949538.5012 | 646196748.0848 | 697533224.6861 | 708515513.587 | 719610958.6675 | 730818353.8061 | 742136361.8525 | 753563508.83 | 765098177.9302 | 776738603.2925 | 788482863.5616 | 800328875.2172
Aggregate | Value for Flex-1 | 3574102850.3007 | 81220405.3131 | 112702830.0096 | 145708613.1875 | 180294246.2556 | 216518093.0938 | 254440448.37 | 294123597.6019 | 335631879.0151 | 381554299.4545 | 424391838.9733 | 471783040.4402 | 521278557.081 | 572953985.1537 | 626887385.5318 | 683159359.688 | 741853127.9362 | 803054609.9969 | 866852507.9557 | 880500638.7399 | 894289393.2459 | 908217272.578 | 922282615.0059 | 936483588.7598 | 950818184.567 | 965284207.9216 | 979879271.0786 | 994600784.7635
Residential (N-1) | Value for Flex-2 | 53824253.3995 | 4633241.9425 | 4770795.5861 | 4900302.5322 | 5033330.1955 | 5170224.1048 | 5312424.7655 | 5458064.3004 | 5610287.0157 | 5766677.4025 | 5927594.2336 | 6092289.1865 | 6261031.1765 | 6433768.0071 | 6610218.8526 | 6790870.6853 | 6976061.247 | 7165917.9798 | 7359119.3693 | 7557011.1198 | 7759907.4022 | 7968184.5132 | 8179802.9884 | 8396713.478 | 8618945.0671 | 8846699.9724 | 9077395.4869 | 9313234.828
Commerical(N-1) | Value for Flex-2 | 242621001.0307 | 20885042.0973 | 21505086.0479 | 22088858.2866 | 22688500.6928 | 23305570.7908 | 23946561.877 | 24603054.2111 | 25289221.2309 | 25994174.6638 | 26719531.7322 | 27461919.2582 | 28222549.4192 | 29001186.9315 | 29796565.93 | 30610881.5168 | 31445656.1139 | 32301464.187 | 33172348.8077 | 34064375.9434 | 34978961.7676 | 35917802.4938 | 36871704.9275 | 37849461.9198 | 38851204.5767 | 39877844.4205 | 40917739.5072 | 41980821.1741
Aggregate of Flex-2 (Component 1) | Value for Flex-2 | 296445254.4302 | 25518284.0398 | 26275881.634 | 26989160.8189 | 27721830.8883 | 28475794.8956 | 29258986.6425 | 30061118.5115 | 30899508.2466 | 31760852.0663 | 32647125.9658 | 33554208.4446 | 34483580.5956 | 35434954.9387 | 36406784.7827 | 37401752.2021 | 38421717.3609 | 39467382.1668 | 40531468.177 | 41621387.0632 | 42738869.1698 | 43885987.007 | 45051507.916 | 46246175.3978 | 47470149.6438 | 48724544.3929 | 49995134.9941 | 51294056.0021
Aggregate of Flex-2 (Component 2) | Value for Flex-2-2 | 194597591.5353 | 12311289.7395 | 13409269.5885 | 14134714.1506 | 14916851.3822 | 15731562.4365 | 16634789.3613 | 17527824.6034 | 18655656.8176 | 19866924.1051 | 21145772.248 | 22292277.1586 | 23578858.8133 | 25137103.6844 | 26703212.1358 | 28119795.1298 | 29898263.8127 | 31556381.431 | 33257212.2288 | 35072292.337 | 36969902.8632 | 38761139.0894 | 40658406.4366 | 42616968.4349 | 44630620.8758 | 46598925.6763 | 48552854.2475 | 50492072.4813
Aggregate ($M) |  | 4369.93 | 120120652.26 | 155085827.7747 | 190794541.6418 | 228253705.4992 | 267427766.0097 | 307005440.5743 | 350895889.9635 | 397410736.5171 | 447415662.7104 | 494087359.408 | 547546609.309 | 603662463.3005 | 665201111.1098 | 729027792.8263 | 798447906.6536 | 873049322.4089 | 952575734.0538 | 1037762254.9698 | 1064578233.7914 | 1096124731.4076 | 1128777673.2884 | 1163047014.2202 | 1198624600.7901 | 1236693686.0958 | 1277998927.5704 | 1315168893.9388 | 1349841429.2735
Aggregate ($M)+ Monetized Losses |  | 4373.2536 | 120350638.66 | 155330160.218 | 191053793.689 | 228528470.4227 | 267718657.4209 | 307313093.0694 | 351220959.7896 | 397750588.8297 | 447770833.4653 | 494458402.1194 | 547934095.5932 | 604066983.4343 | 665623274.6068 | 729468229.0297 | 798907265.3463 | 873528274.4429 | 953074971.9969 | 1038282493.7725 | 1065120443.037 | 1096689684.4691 | 1129366168.4757 | 1163659875.5439 | 1199262678.7475 | 1237357858.4804 | 1278690100.3048 | 1315888001.9327 | 1350589437.3068
Project Cost |  | 559
Benefit-Cost Ratio |  | 7.8234
Market Participation Revenue (All costs are $x1,000) |  |  | 2039: 3275.491; 2040: 3714.8936; 2041: 4154.2962; 2042: 4593.6988; 2043: 5033.1014; 2044: 5472.5039; 2045: 5535.9534; 2046: 5599.4028; 2047: 5662.8522; 2048: 5726.3017
21.6838
519.5195
3785.4389
2043.8046
56.5807

## Valley South to Valley North
|  | Component | 2022 | 2023 | 2024 | 2025 | 2026 | 2027 | 2028 | 2029 | 2030 | 2031 | 2032 | 2033 | 2034 | 2035 | 2036 | 2037 | 2038 | 2039 | 2040 | 2041 | 2042 | 2043 | 2044 | 2045 | 2046 | 2047 | 2048
| Baseline | Losses (MWh) | 49667 | 50103.7904 | 50540.5808 | 50977.3712 | 51414.1615 | 51850.9519 | 52287.7423 | 52724.5327 | 53161.3231 | 53598.1135 | 54034.9038 | 54471.6942 | 54908.4846 | 55345.275 | 55782.0654 | 56218.8558 | 56655.6462 | 57092.4365 | 57529.2269 | 57966.0173 | 58402.8077 | 58839.5981 | 59276.3885 | 59713.1788 | 60149.9692 | 60586.7596 | 61023.55
N-1 |  | EENS | 10 | 20.5 | 29.88 | 39.26 | 48.64 | 58.02 | 67.4 | 91.45 | 115.5 | 139.55 | 163.6 | 249.4667 | 335.3333 | 421.2 | 507.0667 | 592.9333 | 678.8 | 893.22 | 1107.64 | 1322.06 | 1536.48 | 1595.6 | 1841.08 | 2086.56 | 2332.04 | 2577.52 | 2823
N-1 |  | IP | 2 | 3 | 4.68 | 6.36 | 8.04 | 9.72 | 11.4 | 13.2 | 15 | 16.8 | 18.6 | 21.35 | 24.1 | 26.85 | 29.6 | 32.35 | 35.1 | 37.14 | 39.18 | 41.22 | 43.26 | 45.3 | 49.92 | 54.54 | 59.16 | 63.78 | 68.4
N-1 |  | SAIDI | 0.084812 | 0.24283 | 0.34046 | 0.43809 | 0.53572 | 0.63335 | 0.73098 | 1.1655 | 1.5999 | 2.0344 | 2.4689 | 6.1188 | 9.7688 | 13.4187 | 17.0687 | 20.7186 | 24.3686 | 38.1776 | 51.9865 | 65.7955 | 79.6045 | 93.4135 | 125.5074 | 157.6012 | 189.6951 | 221.789 | 253.8829
N-1 |  | SAIFI | 0.006058 | 0.017772 | 0.025047 | 0.032322 | 0.039597 | 0.046872 | 0.054147 | 0.073799 | 0.093451 | 0.1131 | 0.13275 | 0.20938 | 0.286 | 0.36262 | 0.43924 | 0.51587 | 0.59249 | 0.75647 | 0.92046 | 1.0844 | 1.2484 | 1.4124 | 1.6369 | 1.8614 | 2.0859 | 2.3103 | 2.5348
N-1 |  | PFD | 14 | 21 | 23.2 | 25.4 | 27.6 | 29.8 | 32 | 35.75 | 39.5 | 43.25 | 47 | 53.8333 | 60.6667 | 67.5 | 74.3333 | 81.1667 | 88 | 94.4 | 100.8 | 107.2 | 113.6 | 120 | 126.6 | 133.2 | 139.8 | 146.4 | 153
N-0 |  | EENS | 22.2 | 65.8 | 102.72 | 139.64 | 176.56 | 213.48 | 250.4 | 348.675 | 446.95 | 545.225 | 643.5 | 904.9167 | 1166.3333 | 1427.75 | 1689.1667 | 1950.5833 | 2212 | 2606.48 | 3000.96 | 3395.44 | 3789.92 | 4184.4 | 4609.44 | 5034.48 | 5459.52 | 5884.56 | 6309.6
N-0 |  | IP | 13 | 27 | 34.52 | 42.04 | 49.56 | 57.08 | 64.6 | 75.025 | 85.45 | 95.875 | 106.3 | 120.25 | 134.2 | 148.15 | 162.1 | 176.05 | 190 | 201.2 | 212.4 | 223.6 | 234.8 | 246 | 254.48 | 262.96 | 271.44 | 279.92 | 288.4
N-0 |  | SAIDI | 0.047254 | 0.28012 | 0.59718 | 0.91425 | 1.2313 | 1.5484 | 1.8655 | 3.7961 | 5.7267 | 7.6574 | 9.588 | 22.5073 | 35.4267 | 48.346 | 61.2653 | 74.1847 | 87.104 | 116.8885 | 146.6729 | 176.4574 | 206.2418 | 236.0263 | 292.2337 | 348.4411 | 404.6486 | 460.856 | 517.0634
N-0 |  | SAIFI | 0.023627 | 0.070029 | 0.10932 | 0.14861 | 0.18791 | 0.2272 | 0.26649 | 0.37108 | 0.47567 | 0.58027 | 0.68486 | 0.96307 | 1.2413 | 1.5195 | 1.7977 | 2.0759 | 2.3542 | 2.774 | 3.1938 | 3.6137 | 4.0335 | 4.4533 | 4.9057 | 5.358 | 5.8104 | 6.2628 | 6.7151
N-0 |  | PFD | 2 | 4 | 4.6 | 5.2 | 5.8 | 6.4 | 7 | 8.75 | 10.5 | 12.25 | 14 | 17.8333 | 21.6667 | 25.5 | 29.3333 | 33.1667 | 37 | 40.2 | 43.4 | 46.6 | 49.8 | 53 | 57.8 | 62.6 | 67.4 | 72.2 | 77
N-1 |  | Deficit Flex-1 | 5445.8257 | 7241.2936 | 9036.7614 | 10832.2293 | 12627.6972 | 14423.1651 | 16218.633 | 18014.1008 | 19909.5687 | 21605.0366 | 23400.5045 | 25195.9724 | 26991.4402 | 28786.9081 | 30582.376 | 32377.8439 | 34173.3118 | 35968.7796 | 37764.2475 | 39559.7154 | 41355.1833 | 43150.6512 | 44946.119 | 46741.5869 | 48537.0548 | 50332.5227 | 52127.9906
N-1 |  | Deficit Flex-2-1 | 192864.6662 | 195239.242 | 196366.7654 | 197525.3756 | 198743.9239 | 200140.9384 | 201537.7103 | 203264.3598 | 205020.8584 | 206857.3016 | 208717.8537 | 210603.1815 | 212516.4069 | 214384.6797 | 216269.2922 | 218166.2033 | 220084.6619 | 221841.8513 | 223594.2698 | 225336.5209 | 227080.1514 | 228568.346 | 230020.4249 | 231425.4869 | 232792.6641 | 233827.4721 | 234770.9697
N-1 |  | Deficit Flex-2-2 | 57814.1638 | 62191.7469 | 64361.1052 | 66628.501 | 69068.2267 | 71918.961 | 74820.6792 | 78496.8393 | 82309.216 | 86348.3473 | 90544.7485 | 94913.207 | 99465.7345 | 104037.4078 | 108760.5825 | 113603.9974 | 118575.883 | 123222.715 | 127939.1384 | 132690.6949 | 137509.2221 | 141696.5467 | 145839.4246 | 149897.7742 | 153895.1644 | 156987.0204 | 159822.5063
|  | Component | 2022 | 2023 | 2024 | 2025 | 2026 | 2027 | 2028 | 2029 | 2030 | 2031 | 2032 | 2033 | 2034 | 2035 | 2036 | 2037 | 2038 | 2039 | 2040 | 2041 | 2042 | 2043 | 2044 | 2045 | 2046 | 2047 | 2048
| Valley South to Valley North | Losses (MWh) | 49328.2 | 49736.2913 | 50144.3827 | 50552.474 | 50960.5654 | 51368.6567 | 51776.7481 | 52184.8394 | 52592.9308 | 53001.0221 | 53409.1135 | 53817.2048 | 54225.2962 | 54633.3875 | 55041.4788 | 55449.5702 | 55857.6615 | 56265.7529 | 56673.8442 | 57081.9356 | 57490.0269 | 57898.1183 | 58306.2096 | 58714.301 | 59122.3923 | 59530.4837 | 59938.575
N-1 |  | EENS | 5.8 | 14.4833 | 23.1667 | 31.85 | 40.5333 | 49.2167 | 57.9 | 84.7 | 111.5 | 138.3 | 165.1 | 191.9 | 275.56 | 359.22 | 442.88 | 526.54 | 610.2 | 771.4 | 932.6 | 1093.8 | 1255 | 1416.2 | 1633.02 | 1849.84 | 2066.66 | 2283.48 | 2500.3
N-1 |  | IP | 3 | 4.9167 | 6.8333 | 8.75 | 10.6667 | 12.5833 | 14.5 | 17.14 | 19.78 | 22.42 | 25.06 | 27.7 | 29.78 | 31.86 | 33.94 | 36.02 | 38.1 | 40.5 | 42.9 | 45.3 | 47.7 | 50.1 | 57.42 | 64.74 | 72.06 | 79.38 | 86.7
N-1 |  | SAIDI | 0.015894 | 0.083764 | 0.15163 | 0.2195 | 0.28737 | 0.35524 | 0.42311 | 4.0742 | 7.7253 | 11.3764 | 15.0276 | 18.6787 | 19.1667 | 19.6547 | 20.1427 | 20.6307 | 21.1187 | 31.2898 | 41.4609 | 51.6319 | 61.803 | 71.9741 | 93.6295 | 115.2849 | 136.9403 | 158.5956 | 180.251
N-1 |  | SAIFI | 0.005298 | 0.01323 | 0.021162 | 0.029094 | 0.037025 | 0.044957 | 0.052889 | 0.077393 | 0.1019 | 0.1264 | 0.15091 | 0.17541 | 0.25311 | 0.3308 | 0.4085 | 0.4862 | 0.56389 | 0.71314 | 0.86238 | 1.0116 | 1.1609 | 1.3101 | 1.5112 | 1.7123 | 1.9134 | 2.1145 | 2.3157
N-1 |  | PFD | 3 | 3.8333 | 4.6667 | 5.5 | 6.3333 | 7.1667 | 8 | 10.2 | 12.4 | 14.6 | 16.8 | 19 | 23 | 27 | 31 | 35 | 39 | 43.6 | 48.2 | 52.8 | 57.4 | 62 | 67.4 | 72.8 | 78.2 | 83.6 | 89
N-1 |  | Deficit Flex-1 | 3808.3607 | 5063.9626 | 6319.5645 | 7575.1665 | 8830.7684 | 10086.3703 | 11341.9723 | 12597.5742 | 13853.1761 | 15108.7781 | 16364.38 | 17619.9819 | 18875.5839 | 20131.1858 | 21386.7877 | 22642.3897 | 23897.9916 | 25153.5935 | 26409.1955 | 27664.7974 | 28920.3993 | 30176.0013 | 31431.6032 | 32687.2051 | 33942.8071 | 35198.409 | 36454.0109
N-1 |  | Deficit Flex-2-1 | 192864.6662 | 195239.242 | 196366.7654 | 197525.3756 | 198743.9239 | 200140.9384 | 201537.7103 | 203264.3598 | 205020.8584 | 206857.3016 | 208717.8537 | 210603.1815 | 212516.4069 | 214384.6797 | 216269.2922 | 218166.2033 | 220084.6619 | 221841.8513 | 223594.2698 | 225336.5209 | 227080.1514 | 228568.346 | 230020.4249 | 231425.4869 | 232792.6641 | 233827.4721 | 234770.9697
N-1 |  | Deficit Flex-2-2 | 15863.8931 | 17648.235 | 18532.2367 | 19475.1127 | 20493.7185 | 21703.2043 | 22946.0507 | 24548.2649 | 26220.9894 | 28058.9977 | 29994.707 | 32011.4259 | 34129.6734 | 36251.5767 | 38482.2923 | 40781.7815 | 43190.5588 | 45461.0936 | 47797.322 | 50173.6242 | 52592.3493 | 54727.1195 | 56855.9851 | 58972.6701 | 61079.3714 | 62711.9889 | 64234.5597
N-0 |  | EENS(Valley South) | 0 | 0 | 0 | 0 | 0 | 0 | 0 | 0 | 0 | 0 | 0 | 0 | 0 | 0 | 0 | 0 | 0 | 0 | 0 | 0 | 0 | 4.4 | 26.8 | 49.2 | 71.6 | 94 | 116.4
N-0 |  | EENS(Valley North) | 0 | 0 | 0 | 0 | 0 | 0 | 0 | 0 | 0 | 0 | 0 | 0 | 0 | 0 | 0 | 8.21 | 135.975 | 263.74 | 391.505 | 519.27 | 647.035 | 774.8 | 1007.1082 | 1239.4164 | 1471.7245 | 1704.0327 | 2563.6
N-0 |  | IP | 0 | 0 | 0 | 0 | 0 | 0 | 0 | 0 | 0 | 0 | 0 | 0 | 0 | 0 | 0 | 8.2019 | 14.1516 | 20.1013 | 26.0509 | 32.0006 | 37.9503 | 43.9 | 73.4412 | 102.9824 | 132.5236 | 162.0648 | 191.606
N-0 |  | SAIDI | 0 | 0 | 0 | 0 | 0 | 0 | 0 | 0 | 0 | 0 | 0 | 0 | 0 | 0 | 0 | 0.0096362 | 2.8913 | 5.7729 | 8.6545 | 11.5361 | 14.4177 | 17.2993 | 42.1765 | 67.0536 | 91.9308 | 116.808 | 141.6851
N-0 |  | SAIFI | 0 | 0 | 0 | 0 | 0 | 0 | 0 | 0 | 0 | 0 | 0 | 0 | 0 | 0 | 0 | 0.0096362 | 0.16038 | 0.31113 | 0.46188 | 0.61262 | 0.76337 | 0.91411 | 1.1707 | 1.4274 | 1.684 | 1.9406 | 2.1973
N-0 |  | PFD | 0 | 0 | 0 | 0 | 0 | 0 | 0 | 0 | 0 | 0 | 0 | 0 | 0 | 0 | 0 | 1 | 4.1667 | 7.3333 | 10.5 | 13.6667 | 16.8333 | 20 | 27 | 34 | 41 | 48 | 55
N-0 Monetized | Residential | $ | 0 | 0 | 0 | 0 | 0 | 0 | 0 | 0 | 0 | 0 | 0 | 0 | 0 | 0 | 0 | 109027.6148 | 442656.834 | 1239691.6645 | 1787060.3534 | 3012656.4586 | 4169561.081 | 5860639.5573 | 7819099.082 | 10867097.5217 | 14430997.467 | 17975698.0507 | 22322358.5258
N-0 Monetized | Commercial | $ | 0 | 0 | 0 | 0 | 0 | 0 | 0 | 0 | 0 | 0 | 0 | 0 | 0 | 0 | 0 | 652246.8641 | 2544977.5562 | 7098480.4129 | 8476794.3667 | 13732010.0628 | 18128908.1316 | 25794189.3967 | 33688627.499 | 48106360.4472 | 64467165.3951 | 80562703.9596 | 99888751.9957
N-1 Monetized | Residential | $ | 1269.4985 | 3507.3999 | 5745.3013 | 7983.2026 | 10221.104 | 12459.0054 | 14696.9068 | 22693.655 | 30690.4031 | 38687.1512 | 46683.8994 | 54680.6475 | 88479.9041 | 122279.1606 | 156078.4172 | 189877.6737 | 223676.9303 | 305841.0125 | 388005.0947 | 470169.1768 | 552333.259 | 634497.3412 | 764402.9875 | 894308.6339 | 1024214.2802 | 1154119.9266 | 1284025.5729
N-1 Monetized | Commercial | $ | 5267.7659 | 14553.906 | 23840.0461 | 33126.1863 | 42412.3264 | 51698.4665 | 60984.6067 | 94166.9997 | 127349.3927 | 160531.7858 | 193714.1788 | 226896.5719 | 367146.108 | 507395.6442 | 647645.1803 | 787894.7165 | 928144.2526 | 1269082.9472 | 1610021.6418 | 1950960.3365 | 2291899.0311 | 2632837.7257 | 3171879.3643 | 3710921.003 | 4249962.6416 | 4789004.2802 | 5328045.9189
Flex-2-2 Monetized | Aggregate of Customer and Residential | $ | 4851900.5487 | 5548844.3301 | 5954616.7726 | 6363779.4526 | 6862697.0831 | 7430779.6338 | 7958090.1697 | 8741153.0659 | 9549664.1025 | 10292607.0963 | 11249460.5611 | 12276853.6393 | 13383547.5227 | 14497043.8173 | 15635893.6798 | 16957354.9399 | 18318405.6196 | 19745850.775 | 21095026.2971 | 22704288.8738 | 24150941.0839 | 25640390.0256 | 27294530.6769 | 28943497.2497 | 30674535.3263 | 32278079.8231 | 33822039.2098
|  | LMP | 40 | 41 | 42.025 | 43.0756 | 44.1525 | 45.2563 | 46.3877 | 47.5474 | 48.7361 | 49.9545 | 51.2034 | 52.4835 | 53.7956 | 55.1404 | 56.519 | 57.9319 | 59.3802 | 60.8647 | 62.3863 | 63.946 | 65.5447 | 67.1833 | 68.8629 | 70.5844 | 72.349 | 74.1578 | 76.0117
Comparison to Baseline
| NPV of benefit | Component | 2022 | 2023 | 2024 | 2025 | 2026 | 2027 | 2028 | 2029 | 2030 | 2031 | 2032 | 2033 | 2034 | 2035 | 2036 | 2037 | 2038 | 2039 | 2040 | 2041 | 2042 | 2043 | 2044 | 2045 | 2046 | 2047 | 2048
19.221 | 5189.5095 | Losses (MWh) | 338.8 | 367.499 | 396.1981 | 424.8971 | 453.5962 | 482.2952 | 510.9942 | 539.6933 | 568.3923 | 597.0913 | 625.7904 | 654.4894 | 683.1885 | 711.8875 | 740.5865 | 769.2856 | 797.9846 | 826.6837 | 855.3827 | 884.0817 | 912.7808 | 941.4798 | 970.1788 | 998.8779 | 1027.5769 | 1056.276 | 1084.975
1144.2806 | 270551.4411 | Losses ($) | 13552 | 15067.4606 | 16650.2242 | 18302.7088 | 20027.4113 | 21826.9097 | 23703.8658 | 25661.028 | 27701.2334 | 29827.4109 | 32042.584 | 34349.8736 | 36752.5011 | 39253.7913 | 41857.1756 | 44566.1956 | 47384.5059 | 50315.8778 | 53364.2029 | 56533.4969 | 59827.903 | 63251.6959 | 66809.2861 | 70505.2234 | 74344.2018 | 78331.0634 | 82470.8029
2.7526 | 399.5241 | EENS | 4.2 | 6.0167 | 6.7133 | 7.41 | 8.1067 | 8.8033 | 9.5 | 6.75 | 4 | 1.25 | -1.5 | 57.5667 | 59.7733 | 61.98 | 64.1867 | 66.3933 | 68.6 | 121.82 | 175.04 | 228.26 | 281.48 | 179.4 | 208.06 | 236.72 | 265.38 | 294.04 | 322.7
-0.1498 | -35.0739 | IP | -1 | -1.9167 | -2.1533 | -2.39 | -2.6267 | -2.8633 | -3.1 | -3.94 | -4.78 | -5.62 | -6.46 | -6.35 | -5.68 | -5.01 | -4.34 | -3.67 | -3 | -3.36 | -3.72 | -4.08 | -4.44 | -4.8 | -7.5 | -10.2 | -12.9 | -15.6 | -18.3
0.2772 | 14.3046 | SAIDI | 0.068918 | 0.15907 | 0.18883 | 0.21859 | 0.24835 | 0.27811 | 0.30787 | -2.9088 | -6.1254 | -9.342 | -12.5587 | -12.5598 | -9.3979 | -6.236 | -3.074 | 0.087933 | 3.2499 | 6.8878 | 10.5257 | 14.1636 | 17.8015 | 21.4394 | 31.8779 | 42.3164 | 52.7549 | 63.1934 | 73.6318
0.0013886 | 0.17509 | SAIFI | 0.00075996 | 0.0045419 | 0.0038851 | 0.0032282 | 0.0025714 | 0.0019146 | 0.0012578 | -0.0035946 | -0.008447 | -0.013299 | -0.018152 | 0.033966 | 0.032892 | 0.031818 | 0.030743 | 0.029669 | 0.028594 | 0.043337 | 0.05808 | 0.072823 | 0.087565 | 0.10231 | 0.12568 | 0.14905 | 0.17242 | 0.1958 | 0.21917
1.0775 | 266.9561 | PFD | 11 | 17.1667 | 18.5333 | 19.9 | 21.2667 | 22.6333 | 24 | 25.55 | 27.1 | 28.65 | 30.2 | 34.8333 | 37.6667 | 40.5 | 43.3333 | 46.1667 | 49 | 50.8 | 52.6 | 54.4 | 56.2 | 58 | 59.2 | 60.4 | 61.6 | 62.8 | 64
233.8045 | 53918.1361 | Flex-1 | 1637.465 | 2177.331 | 2717.1969 | 3257.0628 | 3796.9288 | 4336.7947 | 4876.6607 | 5416.5266 | 6056.3926 | 6496.2585 | 7036.1245 | 7575.9904 | 8115.8564 | 8655.7223 | 9195.5883 | 9735.4542 | 10275.3201 | 10815.1861 | 11355.052 | 11894.918 | 12434.7839 | 12974.6499 | 13514.5158 | 14054.3818 | 14594.2477 | 15134.1137 | 15673.9796
0 | 0 | Flex-2-1 | 0 | 0 | 0 | 0 | 0 | 0 | 0 | 0 | 0 | 0 | 0 | 0 | 0 | 0 | 0 | 0 | 0 | 0 | 0 | 0 | 0 | 0 | 0 | 0 | 0 | 0 | 0
1848.4208 | 528219.7822 | Flex-2-2 | 41950.2707 | 44543.5119 | 45828.8685 | 47153.3883 | 48574.5082 | 50215.7567 | 51874.6285 | 53948.5744 | 56088.2267 | 58289.3496 | 60550.0415 | 62901.7811 | 65336.0611 | 67785.8311 | 70278.2902 | 72822.2159 | 75385.3242 | 77761.6214 | 80141.8163 | 82517.0707 | 84916.8728 | 86969.4272 | 88983.4395 | 90925.104 | 92815.793 | 94275.0316 | 95587.9467
45.4919 | 7513.0403 | EENS | 22.2 | 65.8 | 102.72 | 139.64 | 176.56 | 213.48 | 250.4 | 348.675 | 446.95 | 545.225 | 643.5 | 904.9167 | 1166.3333 | 1427.75 | 1689.1667 | 1942.3733 | 2076.025 | 2342.74 | 2609.455 | 2876.17 | 3142.885 | 3405.2 | 3575.5318 | 3745.8636 | 3916.1955 | 4086.5273 | 3629.6
3.2114 | 766.2131 | IP | 13 | 27 | 34.52 | 42.04 | 49.56 | 57.08 | 64.6 | 75.025 | 85.45 | 95.875 | 106.3 | 120.25 | 134.2 | 148.15 | 162.1 | 167.8481 | 175.8484 | 181.0987 | 186.3491 | 191.5994 | 196.8497 | 202.1 | 181.0388 | 159.9776 | 138.9164 | 117.8552 | 96.794
2.7474 | 354.8051 | SAIDI | 0.047254 | 0.28012 | 0.59718 | 0.91425 | 1.2313 | 1.5484 | 1.8655 | 3.7961 | 5.7267 | 7.6574 | 9.588 | 22.5073 | 35.4267 | 48.346 | 61.2653 | 74.175 | 84.2128 | 111.1156 | 138.0184 | 164.9213 | 191.8241 | 218.7269 | 250.0572 | 281.3875 | 312.7178 | 344.048 | 375.3783
0.048564 | 7.9806 | SAIFI | 0.023627 | 0.070029 | 0.10932 | 0.14861 | 0.18791 | 0.2272 | 0.26649 | 0.37108 | 0.47567 | 0.58027 | 0.68486 | 0.96307 | 1.2413 | 1.5195 | 1.7977 | 2.0663 | 2.1938 | 2.4629 | 2.732 | 3.001 | 3.2701 | 3.5392 | 3.7349 | 3.9307 | 4.1264 | 4.3221 | 4.5178
0.5365 | 117.4777 | PFD | 2 | 4 | 4.6 | 5.2 | 5.8 | 6.4 | 7 | 8.75 | 10.5 | 12.25 | 14 | 17.8333 | 21.6667 | 25.5 | 29.3333 | 32.1667 | 32.8333 | 32.8667 | 32.9 | 32.9333 | 32.9667 | 33 | 30.8 | 28.6 | 26.4 | 24.2 | 22
Monetized Benefits for Alternative
Residential | Cost of Reliability (N-1) | $/kWh | 4.4933 | 4.6057 | 4.7208 | 4.8388 | 4.9598 | 5.0838 | 5.2109 | 5.3412 | 5.4747 | 5.6115 | 5.7518 | 5.8956 | 6.043 | 6.1941 | 6.349 | 6.5077 | 6.6704 | 6.8371 | 7.0081 | 7.1833 | 7.3628 | 7.5469 | 7.7356 | 7.929 | 8.1272 | 8.3304 | 8.5386
Residential | Cost of Reliability (N-0) | $/kWh | 3.792 | 3.8868 | 3.984 | 4.0836 | 4.1857 | 4.2903 | 4.3976 | 4.5075 | 4.6202 | 4.7357 | 4.8541 | 4.9754 | 5.0998 | 5.2273 | 5.358 | 5.4919 | 5.6292 | 5.77 | 5.9142 | 6.0621 | 6.2136 | 6.369 | 6.5282 | 6.6914 | 6.8587 | 7.0302 | 7.2059
Commerical | Cost of Reliability (N-1) | $/kWh | 166.5977 | 170.7626 | 175.0317 | 179.4075 | 183.8927 | 188.49 | 193.2022 | 198.0323 | 202.9831 | 208.0577 | 213.2591 | 218.5906 | 224.0553 | 229.6567 | 235.3981 | 241.2831 | 247.3152 | 253.4981 | 259.8355 | 266.3314 | 272.9897 | 279.8144 | 286.8098 | 293.98 | 301.3295 | 308.8628 | 316.5843
Commerical | Cost of Reliability (N-0) | $/kWh | 153.8372 | 157.6831 | 161.6252 | 165.6658 | 169.8075 | 174.0527 | 178.404 | 182.8641 | 187.4357 | 192.1216 | 196.9246 | 201.8477 | 206.8939 | 212.0663 | 217.3679 | 222.8021 | 228.3722 | 234.0815 | 239.9335 | 245.9319 | 252.0802 | 258.3822 | 264.8417 | 271.4628 | 278.2493 | 285.2056 | 292.3357
Residential (N-1) | EENS | 269381.127 | 85.4671 | -38.5701 | -162.6073 | -286.6445 | -410.6816 | -534.7188 | -658.756 | -2391.6346 | -4124.5132 | -5857.3918 | -7590.2704 | 24057.8911 | 29903.5441 | 35749.1972 | 41594.8502 | 47440.5033 | 53286.1563 | 75095.4613 | 96904.7663 | 118714.0713 | 140523.3762 | 162332.6812 | 208367.2255 | 254401.7698 | 300436.3142 | 346470.8585 | 392505.4028
Commerical(N-1) | EENS | 1117793.1691 | 354.6443 | -160.0462 | -674.7367 | -1189.4272 | -1704.1177 | -2218.8082 | -2733.4987 | -9924.0539 | -17114.6091 | -24305.1642 | -31495.7194 | 99827.8782 | 124084.3326 | 148340.7871 | 172597.2416 | 196853.6961 | 221110.1506 | 311607.5525 | 402104.9545 | 492602.3564 | 583099.7583 | 673597.1602 | 864616.8495 | 1055636.5388 | 1246656.2281 | 1437675.9174 | 1628695.6067
Aggregate | EENS | 1387174.2961 | 440.1114 | -198.6163 | -837.344 | -1476.0717 | -2114.7993 | -2753.527 | -3392.2547 | -12315.6885 | -21239.1223 | -30162.556 | -39085.9898 | 123885.7693 | 153987.8768 | 184089.9843 | 214192.0919 | 244294.1994 | 274396.3069 | 386703.0138 | 499009.7207 | 611316.4276 | 723623.1345 | 835929.8415 | 1072984.0751 | 1310038.3087 | 1547092.5423 | 1784146.7759 | 2021201.0095
Residential (N-0) | EENS | 46148462.8775 | 160316.9663 | 426669.2569 | 622795.9652 | 833703.4387 | 1064554.7712 | 1155250.6033 | 1567814.793 | 2064587.6917 | 2485972.1963 | 2907214.7827 | 3653487.0544 | 4512360.7013 | 5845712.9396 | 7145234.3901 | 9104342.6873 | 11293600.9299 | 13653110.8275 | 15952211.3471 | 17606189.215 | 19191520.4649 | 21130925.6364 | 22556427.8576 | 23932953.4676 | 24679846.9605 | 25472555.1307 | 25277468.6269 | 24224314.7141
Commerical(N-0) | EENS | 202793803.4967 | 903378.8257 | 2253314.5962 | 3310509.5162 | 4447440.2171 | 5587242.1815 | 5454561.6522 | 7543245.1948 | 10054559.7799 | 11610814.2147 | 12826351.0572 | 16062284.1229 | 19403643.1206 | 25219740.5046 | 31071411.1969 | 39644741.2569 | 49599271.3008 | 60430397.7514 | 70869056.2102 | 77016835.259 | 83157933.2015 | 90916024.3404 | 96739963.1418 | 102827921.7222 | 104206158.1342 | 106199262.1228 | 105198491.9987 | 98385818.2896
Aggregate | EENS | 248942266.3742 | 1063695.7919 | 2679983.8531 | 3933305.4814 | 5281143.6558 | 6651796.9527 | 6609812.2555 | 9111059.9878 | 12119147.4716 | 14096786.411 | 15733565.8399 | 19715771.1773 | 23916003.8219 | 31065453.4442 | 38216645.587 | 48749083.9442 | 60892872.2307 | 74083508.579 | 86821267.5573 | 94623024.4739 | 102349453.6663 | 112046949.9768 | 119296390.9994 | 126760875.1898 | 128886005.0946 | 131671817.2534 | 130475960.6256 | 122610133.0037
Residential (N-1) | Value for Flex-1 | 297333610.1237 | 6621897.889 | 9025240.0833 | 11544610.7011 | 14184309.0748 | 16948776.9855 | 19842603.0985 | 22870527.5316 | 26037446.5594 | 29841138.801 | 32808663.4992 | 36423579.0806 | 40198735.0265 | 44139884.0327 | 48252966.2798 | 52544115.2117 | 57019663.4863 | 61686149.1027 | 66550321.7102 | 71619149.1049 | 76899823.9182 | 82399770.504 | 88126652.0292 | 94088377.774 | 100293110.6486 | 106749274.9308 | 113465564.2329 | 120450949.7033
Commerical(N-1) | Value for Flex-1 | 1224905207.9131 | 27279785.8511 | 37180672.4982 | 47559553.6114 | 58434140.8601 | 69822732.7501 | 81744232.8966 | 94218168.8424 | 107264711.44 | 122934525.6738 | 135159636.9079 | 150051760.6743 | 165604015.856 | 181840101.4463 | 198784488.8062 | 216462445.4708 | 234900059.6631 | 254124265.5365 | 274162869.1664 | 295044575.3117 | 316799014.9711 | 339456773.754 | 363049421.0915 | 387609540.3124 | 413170759.6062 | 439767783.9019 | 467436427.6877 | 496213648.7978
Aggregate | Value for Flex-1 | 1522238818.0367 | 33901683.7401 | 46205912.5815 | 59104164.3126 | 72618449.9349 | 86771509.7356 | 101586835.9951 | 117088696.374 | 133302157.9994 | 152775664.4748 | 167968300.407 | 186475339.7549 | 205802750.8824 | 225979985.479 | 247037455.086 | 269006560.6825 | 291919723.1494 | 315810414.6392 | 340713190.8765 | 366663724.4166 | 393698838.8893 | 421856544.258 | 451176073.1207 | 481697918.0864 | 513463870.2547 | 546517058.8327 | 580901991.9206 | 616664598.5011
Residential (N-1) | Value for Flex-2 | 0 | 0 | 0 | 0 | 0 | 0 | 0 | 0 | 0 | 0 | 0 | 0 | 0 | 0 | 0 | 0 | 0 | 0 | 0 | 0 | 0 | 0 | 0 | 0 | 0 | 0 | 0 | 0
Commerical(N-1) | Value for Flex-2 | 0 | 0 | 0 | 0 | 0 | 0 | 0 | 0 | 0 | 0 | 0 | 0 | 0 | 0 | 0 | 0 | 0 | 0 | 0 | 0 | 0 | 0 | 0 | 0 | 0 | 0 | 0 | 0
Aggregate of Flex-2 (Component 1) | Value for Flex-2 | 0 | 0 | 0 | 0 | 0 | 0 | 0 | 0 | 0 | 0 | 0 | 0 | 0 | 0 | 0 | 0 | 0 | 0 | 0 | 0 | 0 | 0 | 0 | 0 | 0 | 0 | 0 | 0
Aggregate of Flex-2 (Component 2) | Value for Flex-2-2 | 175558613.6699 | 11220653.2927 | 12144894.2429 | 12786906.8354 | 13548988.6365 | 14198598.1689 | 15000919.0418 | 15909040.4592 | 16834711.4999 | 17913721.5386 | 19199934.4292 | 20113909.1059 | 21304230.0472 | 22569755.2788 | 23956380.4958 | 25296897.7557 | 26952539.3115 | 28393160.813 | 29763730.614 | 31534269.3716 | 33150927.6597 | 34881141.3954 | 36681692.5616 | 38262714.1821 | 40061533.9842 | 41857863.1895 | 43385910.8809 | 45034968.4831
Aggregate ($M) |  | 1948.1269 | 46186472.9362 | 61030592.0612 | 75823539.2854 | 91447106.1555 | 107619790.0578 | 123194813.7654 | 142105404.5664 | 162243701.2824 | 184764933.3021 | 202871638.1201 | 226265934.0483 | 251146870.5208 | 279769182.0788 | 309394571.1531 | 343266734.4743 | 380009428.891 | 418561480.3382 | 457684892.0616 | 493320027.9829 | 529810536.643 | 569508258.7647 | 607990086.5231 | 647794491.5334 | 683721447.6422 | 721593831.8179 | 756548010.2031 | 786330900.9975
Aggregate ($M)+ Monetized Losses |  | 1948.3974 | 46200024.9362 | 61045659.5218 | 75840189.5096 | 91465408.8643 | 107639817.4691 | 123216640.675 | 142129108.4322 | 162269362.3104 | 184792634.5355 | 202901465.531 | 226297976.6323 | 251181220.3944 | 279805934.5798 | 309433824.9444 | 343308591.6499 | 380053995.0867 | 418608864.844 | 457735207.9394 | 493373392.1858 | 529867070.1399 | 569568086.6677 | 608053338.2191 | 647861300.8195 | 683791952.8657 | 721668176.0198 | 756626341.2665 | 786413371.8004
Project Cost |  | 185
Benefit-Cost Ratio |  | 10.5319
2.7526
233.8045
0
1848.4208
45.4919

## 15 - Distributed Storage-10%-4H (hidden)
10% Distributed Storage
| Equipment Categories All costs are $x1,000 | [6 empty] | Units | kV | Cost | Adjusted Cost
1 | New Substation Equipment
| 500kV |  | Complete Loop-in Substation, equipped with one line position to terminate a single tie |  |  |  | 36194.3937 | 0 |  | 0
| 115kV |  | Complete Loop-in Substation, equipped with one line position to terminate a single tie |  |  |  | 4403.9172 | 1 |  | 4403.9172
| 230kV |  | Complete Loop-in Substation, equipped with one line position to terminate a single tie |  |  |  | 17710.3457 | 0 |  | 0
2 | Transformer Banks
| 500/115 kV 1-3 Phase |  | Unit cost of transformer banks reflects cost of the highest MVA rated transformer for the given voltage. |  |  |  | 24748.4568 | 0 |  | 0
| 230/115 kV |  | Unit cost of transformer banks reflects cost of the highest MVA rated transformer for the given voltage. |  |  |  | 8756.8817 | 1 |  | 8756.8817
kV
3 | Line Positions to terminate ties and Transformer Bank positions |  |  |  | 230 | 500 | 115
| Single Breaker (add third breaker to breaker and a half) |  |  |  | 2145.4637 | 5398.3718 | 1437.1815 | 0 | 115 | 0
| Breaker and a half (2CB) |  |  |  | 3607.9737 | 8587.7771 | 2149.8636 | 0 | 230 | 0
| Breaker and a half (3CB) |  |  |  | 5291.2883 | 12131.4222 | 3436.5983 | 1 | 115 | 3436.5983
| Double Operating Bus Sections - 2 bus extensions, spanning 4 positions |  | Used in substation expansion |  | 540.3386 |  | 252.4804 | 0 | 115 | 0
4 | Shunt Capacitors | [5 empty] | 2006.8433 | 0 |  | 0
5 | Fiber optic cable on existing poles | /mile |  |  |  | 99 | 99 | 0 |  | 0
| Fiber optic cable on new poles | /mile |  |  |  | 134 | 134 | 0
6 | Single Circuit, Lattice Tower | /mile |  |  | 2897.3658 | 4578.5833 | 1815.3927 | 0 | 115 | 0 | 0
[5 empty] | 2897.3658 | 4578.5833 | 1815.3927 | 0 | 115 | 0 | 0
| Double Circuit, Strung on both sides, Lattice Tower | /mile |  |  | 4494.8333 | 9381.7495 | 2174.744
| Rebuild/reconductor existing single circuit line section - Metropolitan | /mile |  |  |  |  | 1381.7727 | 0 |  | 0
| Rebuild/reconductor existing double circuit line section - Metropolitan | /mile |  |  |  |  | 1454.8259 | 0 |  | 0
7 | Disconnect switches (incl. steel structures and foundations) |  |  |  | 3326.9104 | 19935.5969 | 105.461 | 0 | 115 | 0 |  | T&D Costs | 16597.3971
8 | Energy Storage |  |  |  |  | Base price
2024 | Battery Price (Power) | $/kW |  |  |  | 175 | #REF! | 122.896 |  | #REF! | #REF!
2024 | Battery Price (Energy) | $/kWh |  |  |  | 350 | #REF! | 245.792 |  | #REF!
2024 | Battery Price (Energy uprate) | $/kWh |  |  |  | 350 | #REF! | 282.3378 |  | #REF! | #REF!
[12 empty] | ESS-1 | #REF!
2030 | Battery Price (Power) | $/kW |  |  |  | #REF! | #REF! | 7.1307 |  | #REF! | #REF!
2030 | Battery Price (Energy) | $/kWh |  |  |  | #REF! | #REF! | 14.2615 |  | #REF!
2030 | Battery Price (Energy uprate) | $/kWh |  |  |  | #REF! | #REF! | 51.9828 |  | #REF! | #REF!
[12 empty] | ESS-2 | #REF!
[12 empty] | ESS-2 W escalation | #REF!
2035 | Battery Price (Power) | $/kW |  |  |  | #REF! | #REF! | 7.5856 |  | #REF! | #REF!
2035 | Battery Price (Energy) | $/kWh |  |  |  | #REF! | #REF! | 15.1713 |  | #REF!
2035 | Battery Price (Energy uprate) | $/kWh |  |  |  | #REF! | #REF! | 54.1432 |  | #REF! | #REF!
2035 | Inverter Replacement | $/kW | [5 empty] | 116.1909 |  | #REF! |  | ESS-3 | #REF!
[12 empty] | ESS-3 W escalation | #REF!
2040 | Battery Price (Power) | $/kW |  |  |  | #REF! | #REF! | 8.072 |  | #REF! | #REF!
2040 | Battery Price (Energy) | $/kWh |  |  |  | #REF! | #REF! | 16.144 |  | #REF!
2040 | Battery Price (Energy uprate) | $/kWh |  |  |  | #REF! | #REF! | 56.4467 |  | #REF! | #REF!
2040 | Inverter Replacement | MW | [5 empty] | 13.8358 |  | #REF! |  | ESS-4 | #REF!
2040 | Battery Replacement | Cost in $ | [5 empty] | #REF! |  | #REF! |  | ESS-4 W escalation | #REF!
2045 | Battery Price (Power) | $/kW |  |  |  | #REF! | #REF! | 5.0906 |  | #REF! | #REF!
2045 | Battery Price (Energy) | $/kWh |  |  |  | #REF! | #REF! | 10.1812 |  | #REF!
2045 | Battery Price (Energy uprate) | $/kWh |  |  |  | #REF! | #REF! | 51.1071 |  | #REF! | #REF!
2045 | Inverter Replacement | MW | [5 empty] | 7.5856 |  | #REF!
2045 | Battery Replacement | Cost in $ | [5 empty] | #REF! |  | #REF!
[12 empty] | ESS-5 | #REF!
[12 empty] | ESS-5 w escalation | #REF!
| Total Cost | [8 empty] | 196711.6307
| Total Cost with Contingency | [8 empty] | #REF!
| Total Cost with SCE Escalation Rate | [8 empty] | #REF!
Factor Amounts: |  |  |  |  | Low Impact factors: |  |  | Medium Impact factors: |  |  | High Impact factors:
| Terrain (CAISO per unit costs) |  |  |  | 1.0X to 1.25X |  |  | 1.35X to 1.50X |  |  | 2.0X to 3.0X
| Terrain (User specified) |  |  |  |  | 1.25 |  |  | 1.5 |  |  | 2
| Population density (CAISO per unit costs) |  |  |  |  | 1.00X to 1.10X |  |  | 1.33X |  |  | 1.67X
| Population density(User specified) |  |  |  |  | 1.1 |  |  | 1.33 |  |  | 1.67
| Weather study (CAISO per unit costs) |  |  |  |  | 1.35X |  |  | 1.45X |  |  | 1.60X
| Weather study(User specified) |  |  |  |  | 1.35 |  |  | 1.45 |  |  | 1.6
| Factor Type |  |  | Explanation of Factor issues and Factor multipliers
| Terrain |  |  | Going from flat to mountainous terrain increases the cost of a transmission line. Terrain influences where structures are located, how many structures will be required and which type (strength) of structures will be required. As terrain becomes more rugged, access to the site and construction also gets more complex.
| Population density |  |  | Population and land use effect the cost of a transmission line. Structure quantities may be increased and/or made taller in more populated areas for aesthetic purposes, EMF mitigation efforts or due to crossings. Construction activities may also be impacted by physical constraints and work hour restrictions.
| Weather study |  |  | Transmission line costs increase as weather loading conditions increase. Wind and ice increase the loading on transmission structures which may require stronger structure types or an increased number of structures to reduce the span lengths.
[5 empty] | 2018 | 2019 | 2020 | 2021 | 2022 | 2023 | 2024 | 2025 | 2026 | 2027 | 2028 | 2030 and beyond
|  |  |  | Escalation Rate | 2.696% | 2.138% | 2.556% | 2.352% | 2.287% | 2.333% | 2.249% | 2.332% | 2.295% | 2.01% | 2.212% | 0.023
|  |  |  | Escalation Factors | 1 | 1.0214 | 1.0475 | 1.0721 | 1.0966 | 1.1222 | 1.1475 | 1.1742 | 1.2012 | 1.2253 | 1.2524 | 1.2812
| Contingency Factor |  | #REF!
| Contingency Factor for battery | Power | #REF!
|  | Energy | #REF!
Notes
| Contingency Factor included to account for the following considerations |  |  |  | 2018: The SDGE project has been ranked as high impact due to terrain and population, primarily driven by the complications associated with traversing the Pechanga Reservation
o Review of customer/developer existing and proposed plans (i.e. surveyed base map, street/land
improvements, profiles, grading, overhead & underground utilities, temp construction roads &
laydown/staging yards, etc.)
o Property rights study
o Right-of-way improvements/acquisitions (i.e. easements, access/maintenance roads, grading, etc.)
o GO 131-D engineering/permitting per CEQA requirements
o Non-GO 131-D Permitting (i.e. Railroad, City, County, State, Federal Agency, etc.)
o Governing regulation impacts (i.e. CPUC, FERC, OSHA, etc.)
o Environmental study and mitigations
o EMF study and potential reduction mitigations as required by the CPUC
o Geotechnical investigation and mitigations
o Surveys
o Potholing
o Traffic plans/control
o Concrete and/or asphalt repairs
o Associated SCE Substation work (i.e. breaker replacements, switch-rack position relocations, etc.)
o Associated SCE Distribution voltage under-build work (i.e. 16 kV, 12 kV, 4 kV, and secondary
conductors)
o Associated SCE Telecommunication under-build work
o Associated 3rd Party Joint Owners and renters/tenants under-build work (i.e. cable TV,
communication cable, fiber optic, etc.)
o Conflicts associated with other projects in the same geographical area or electrical system
o Availability of line outages required for construction
Unit costs exclude Licensing.
| ESS O&M | #REF! | $/kWh
| + | 1% | of EPC Cost |  | 2020: Add contingency for battery value
| Price Escalation | 2.5% |  |  | 2020: Battery cost reduction = 0%, global factor, and what it changes
| T&D Annual OPEX | #REF! |  |  | 2020: Include 2% into battery price escalation
| Inverter Replacement Cost | #REF! | $/kWh |  | 2020: Make the significant digits, 1000$ of dollars
| Battery Replacement Cost | #REF! | % Capex |  | 2020: shift it to 99 instead of 90, not take actual MW
| Annual Battery Cost Change | #REF!
| Price Stabizes in | #REF!
| Calendar Time (Year) | 2022 | 2023 | 2024 | 2025 | 2026 | 2027 | 2028 | 2029 | 2030 | 2031 | 2032 | 2033 | 2034 | 2035 | 2036 | 2037 | 2038 | 2039 | 2040 | 2041 | 2042 | 2043 | 2044 | 2045 | 2046 | 2047 | 2048
| O&M ESS | #REF! | #REF! | #REF! | #REF! | #REF! | #REF! | #REF! | #REF! | #REF! | #REF! | #REF! | #REF! | #REF! | #REF! | #REF! | #REF! | #REF! | #REF! | #REF! | #REF! | #REF! | #REF! | #REF! | #REF! | #REF! | #REF! | #REF!
| O&M ESS Augment | 0 | 0 | 0 | 0 | 0 | 0 | 0 | 0 | #REF! | 0 | 0 | 0 | 0 | #REF! | 0 | 0 | 0 | 0 | #REF! | 0 | 0 | 0 | 0 | #REF! | 0 | 0 | 0
| O&M T&D | #REF! | #REF! | #REF! | #REF! | #REF! | #REF! | #REF! | #REF! | #REF! | #REF! | #REF! | #REF! | #REF! | #REF! | #REF! | #REF! | #REF! | #REF! | #REF! | #REF! | #REF! | #REF! | #REF! | #REF! | #REF! | #REF! | #REF!
| Total O&M Costs | #REF! | #REF! | #REF! | #REF! | #REF! | #REF! | #REF! | #REF! | #REF! | #REF! | #REF! | #REF! | #REF! | #REF! | #REF! | #REF! | #REF! | #REF! | #REF! | #REF! | #REF! | #REF! | #REF! | #REF! | #REF! | #REF! | #REF!
| Initial CapEx costs | #REF! | 0 | 0 | 0 | 0 | 0 | 0 | 0 | 0 | 0 | 0 | 0 | 0 | 0 | 0 | 0 | 0 | 0 | 0 | 0 | 0 | 0 | 0 | 0 | 0 | 0 | 0
| Incremental costs | 0 | #REF! | #REF! | #REF! | #REF! | #REF! | #REF! | #REF! | #REF! | #REF! | #REF! | #REF! | #REF! | #REF! | #REF! | #REF! | #REF! | #REF! | #REF! | #REF! | #REF! | #REF! | #REF! | #REF! | #REF! | #REF! | #REF!
| Total Costs | #REF! | #REF! | #REF! | #REF! | #REF! | #REF! | #REF! | #REF! | #REF! | #REF! | #REF! | #REF! | #REF! | #REF! | #REF! | #REF! | #REF! | #REF! | #REF! | #REF! | #REF! | #REF! | #REF! | #REF! | #REF! | #REF! | #REF!
| NPV | #REF! 2022: #REF!
| Aggregate | #REF! 2022: #REF!
|  | 2022 | 2023 | 2024 | 2025 | 2026 | 2027 | 2028 | 2029 | 2030 | 2031 | 2032 | 2033 | 2034 | 2035 | 2036 | 2037 | 2038 | 2039 | 2040 | 2041 | 2042 | 2043 | 2044 | 2045 | 2046 | 2047 | 2048
| MW | 112.3607 | 1.2611 | 1.2767 | 1.2924 | 1.3083 | 1.3244 | 1.3408 | 1.3574 | 1.3742 | 1.3912 | 1.4084 | 1.4259 | 1.4436 | 1.4616 | 1.4798 | 1.4982 | 1.5169 | 1.5358 | 1.555 | 1.5744 | 1.5942 | 1.6141 | 1.6344 | 1.6549 | 1.6757 | 1.6968 | 1.7181
| MWh | 449.4429 | 5.0446 | 5.1066 | 5.1695 | 5.2332 | 5.2978 | 5.3632 | 5.4295 | 5.4967 | 5.5648 | 5.6337 | 5.7036 | 5.7745 | 5.8463 | 5.919 | 5.9928 | 6.0675 | 6.1432 | 6.22 | 6.2978 | 6.3766 | 6.4565 | 6.5375 | 6.6196 | 6.7028 | 6.7871 | 6.8725
| MWh uprate | 458.4317 | 14.1343 | 14.2985 | 14.4648 | 14.6332 | 14.8037 | 14.9764 | 15.1513 | 15.3284 | 15.5077 | 15.6894 | 15.8734 | 16.0597 | 16.2484 | 16.4396 | 16.6332 | 16.8292 | 17.0278 | 17.229 | 17.4327 | 17.6391 | 17.8481 | 18.0599 | 18.2743 | 18.4916 | 18.7116 | 18.9345
| Battery price | 175 | 175 | 175 | 175 | 175 | 175 | 175 | 175 | 142.6902 | 142.6902 | 142.6902 | 142.6902 | 142.6902 | 142.6902 | 142.6902 | 142.6902 | 142.6902 | 142.6902 | 142.6902 | 142.6902 | 142.6902 | 142.6902 | 142.6902 | 142.6902 | 142.6902 | 142.6902 | 142.6902
| Energy price | 350 | 350 | 350 | 350 | 350 | 350 | 350 | 350 | 285.3804 | 285.3804 | 285.3804 | 285.3804 | 285.3804 | 285.3804 | 285.3804 | 285.3804 | 285.3804 | 285.3804 | 285.3804 | 285.3804 | 285.3804 | 285.3804 | 285.3804 | 285.3804 | 285.3804 | 285.3804 | 285.3804
| Inverter replacement MW | [10 empty] | 112.3607 | 1.2611 | 1.2767 | 1.2924 | 1.3083 | 1.3244 | 1.3408 | 1.3574 | 1.3742 | 1.3912 | 1.4084 | 1.4259 | 1.4436 | 1.4616 | 1.4798 | 1.4982 | 1.5169
| Battery costs | 180114.2336 | 5167.72 | 5227.8994 | 5288.8435 | 5350.5628 | 5413.0679 | 5476.3696 | 5540.4788 | 4570.4956 | 4624.1126 | 4678.4156 | 4733.414 | 4789.1174 | 4845.5354 | 4902.6781 | 4960.5554 | 5019.1774 | 5078.5545 | 5138.6971 | 5199.6159 | 5261.3216 | 5323.8251 | 5387.1376 | 5451.2703 | 5516.2347 | 5582.0422 | 5648.7048
| Inverter replacement costs | [10 empty] | 16032.776 | 179.9535 | 182.167 | 184.4099 | 186.6827 | 188.9858 | 191.3195 | 193.6843 | 196.0807 | 198.5091 | 200.9699 | 203.4637 | 205.9909 | 208.552 | 211.1475 | 213.7778 | 216.4435
| Initial CapEx costs | #REF! 2022: #REF!
| Battery replacement costs | #REF! 2042: 90057.1168; #REF! 2043: 2583.86; #REF! 2044: 2613.9497; #REF! 2045: 2644.4217; #REF! 2046: 2675.2814; #REF! 2047: 2706.5339; #REF! 2048: 2738.1848
| O&M ESS | #REF! | #REF! | #REF! | #REF! | #REF! | #REF! | #REF! | #REF! | #REF! | #REF! | #REF! | #REF! | #REF! | #REF! | #REF! | #REF! | #REF! | #REF! | #REF! | #REF! | #REF! | #REF! | #REF! | #REF! | #REF! | #REF! | #REF!
| O&M ESS Augment |  | #REF! | #REF! | #REF! | #REF! | #REF! | #REF! | #REF! | #REF! | #REF! | #REF! | #REF! | #REF! | #REF! | #REF! | #REF! | #REF! | #REF! | #REF! | #REF! | #REF! | #REF! | #REF! | #REF! | #REF! | #REF! | #REF!
| Total O&M Costs | #REF! | #REF! | #REF! | #REF! | #REF! | #REF! | #REF! | #REF! | #REF! | #REF! | #REF! | #REF! | #REF! | #REF! | #REF! | #REF! | #REF! | #REF! | #REF! | #REF! | #REF! | #REF! | #REF! | #REF! | #REF! | #REF! | #REF!
| Total costs | #REF! | #REF! | #REF! | #REF! | #REF! | #REF! | #REF! | #REF! | #REF! | #REF! | #REF! | #REF! | #REF! | #REF! | #REF! | #REF! | #REF! | #REF! | #REF! | #REF! | #REF! | #REF! | #REF! | #REF! | #REF! | #REF! | #REF!
| NPV | #REF! 2022: #REF!
| Aggregate | #REF! 2022: #REF!

## 15 - Cost Benefit (hidden)
|  | Component | 2022 | 2023 | 2024 | 2025 | 2026 | 2027 | 2028 | 2029 | 2030 | 2031 | 2032 | 2033 | 2034 | 2035 | 2036 | 2037 | 2038 | 2039 | 2040 | 2041 | 2042 | 2043 | 2044 | 2045 | 2046 | 2047 | 2048
| Baseline | Losses (MWh) | 49667 | 50103.7904 | 50540.5808 | 50977.3712 | 51414.1615 | 51850.9519 | 52287.7423 | 52724.5327 | 53161.3231 | 53598.1135 | 54034.9038 | 54471.6942 | 54908.4846 | 55345.275 | 55782.0654 | 56218.8558 | 56655.6462 | 57092.4365 | 57529.2269 | 57966.0173 | 58402.8077 | 58839.5981 | 59276.3885 | 59713.1788 | 60149.9692 | 60586.7596 | 61023.55
N-1 |  | EENS | 10 | 20.5 | 29.88 | 39.26 | 48.64 | 58.02 | 67.4 | 91.45 | 115.5 | 139.55 | 163.6 | 249.4667 | 335.3333 | 421.2 | 507.0667 | 592.9333 | 678.8 | 893.22 | 1107.64 | 1322.06 | 1536.48 | 1595.6 | 1841.08 | 2086.56 | 2332.04 | 2577.52 | 2823
N-1 |  | IP | 2 | 3 | 4.68 | 6.36 | 8.04 | 9.72 | 11.4 | 13.2 | 15 | 16.8 | 18.6 | 21.35 | 24.1 | 26.85 | 29.6 | 32.35 | 35.1 | 37.14 | 39.18 | 41.22 | 43.26 | 45.3 | 49.92 | 54.54 | 59.16 | 63.78 | 68.4
N-1 |  | SAIDI | 0.084812 | 0.24283 | 0.34046 | 0.43809 | 0.53572 | 0.63335 | 0.73098 | 1.1655 | 1.5999 | 2.0344 | 2.4689 | 6.1188 | 9.7688 | 13.4187 | 17.0687 | 20.7186 | 24.3686 | 38.1776 | 51.9865 | 65.7955 | 79.6045 | 93.4135 | 125.5074 | 157.6012 | 189.6951 | 221.789 | 253.8829
N-1 |  | SAIFI | 0.006058 | 0.017772 | 0.025047 | 0.032322 | 0.039597 | 0.046872 | 0.054147 | 0.073799 | 0.093451 | 0.1131 | 0.13275 | 0.20938 | 0.286 | 0.36262 | 0.43924 | 0.51587 | 0.59249 | 0.75647 | 0.92046 | 1.0844 | 1.2484 | 1.4124 | 1.6369 | 1.8614 | 2.0859 | 2.3103 | 2.5348
N-1 |  | PFD | 14 | 21 | 23.2 | 25.4 | 27.6 | 29.8 | 32 | 35.75 | 39.5 | 43.25 | 47 | 53.8333 | 60.6667 | 67.5 | 74.3333 | 81.1667 | 88 | 94.4 | 100.8 | 107.2 | 113.6 | 120 | 126.6 | 133.2 | 139.8 | 146.4 | 153
N-1 |  | Available Flex-1 | #REF! | #REF! | #REF! | #REF! | #REF! | #REF! | #REF! | #REF! | #REF! | #REF! | #REF! | #REF! | #REF! | #REF! | #REF! | #REF! | #REF! | #REF! | #REF! | #REF! | #REF! | #REF! | #REF! | #REF! | #REF! | #REF! | #REF!
N-1 |  | Available Flex-2 | #REF! | #REF! | #REF! | #REF! | #REF! | #REF! | #REF! | #REF! | #REF! | #REF! | #REF! | #REF! | #REF! | #REF! | #REF! | #REF! | #REF! | #REF! | #REF! | #REF! | #REF! | #REF! | #REF! | #REF! | #REF! | #REF! | #REF!
N-0 |  | EENS | 22.2 | 65.8 | 102.72 | 139.64 | 176.56 | 213.48 | 250.4 | 348.675 | 446.95 | 545.225 | 643.5 | 904.9167 | 1166.3333 | 1427.75 | 1689.1667 | 1950.5833 | 2212 | 2606.48 | 3000.96 | 3395.44 | 3789.92 | 4184.4 | 4609.44 | 5034.48 | 5459.52 | 5884.56 | 6309.6
N-0 |  | IP | 13 | 27 | 34.52 | 42.04 | 49.56 | 57.08 | 64.6 | 75.025 | 85.45 | 95.875 | 106.3 | 120.25 | 134.2 | 148.15 | 162.1 | 176.05 | 190 | 201.2 | 212.4 | 223.6 | 234.8 | 246 | 254.48 | 262.96 | 271.44 | 279.92 | 288.4
N-0 |  | SAIDI | 0.047254 | 0.28012 | 0.59718 | 0.91425 | 1.2313 | 1.5484 | 1.8655 | 3.7961 | 5.7267 | 7.6574 | 9.588 | 22.5073 | 35.4267 | 48.346 | 61.2653 | 74.1847 | 87.104 | 116.8885 | 146.6729 | 176.4574 | 206.2418 | 236.0263 | 292.2337 | 348.4411 | 404.6486 | 460.856 | 517.0634
N-0 |  | SAIFI | 0.023627 | 0.070029 | 0.10932 | 0.14861 | 0.18791 | 0.2272 | 0.26649 | 0.37108 | 0.47567 | 0.58027 | 0.68486 | 0.96307 | 1.2413 | 1.5195 | 1.7977 | 2.0759 | 2.3542 | 2.774 | 3.1938 | 3.6137 | 4.0335 | 4.4533 | 4.9057 | 5.358 | 5.8104 | 6.2628 | 6.7151
N-0 |  | PFD | 2 | 4 | 4.6 | 5.2 | 5.8 | 6.4 | 7 | 8.75 | 10.5 | 12.25 | 14 | 17.8333 | 21.6667 | 25.5 | 29.3333 | 33.1667 | 37 | 40.2 | 43.4 | 46.6 | 49.8 | 53 | 57.8 | 62.6 | 67.4 | 72.2 | 77
|  | Component | 2022 | 2023 | 2024 | 2025 | 2026 | 2027 | 2028 | 2029 | 2030 | 2031 | 2032 | 2033 | 2034 | 2035 | 2036 | 2037 | 2038 | 2039 | 2040 | 2041 | 2042 | 2043 | 2044 | 2045 | 2046 | 2047 | 2048
| 10% Distributed Energy Storage | Losses (MWh) | 38659.7 | 39104.55 | 39252.8333 | 39104.55 | 39703.4761 | 40302.4022 | 40901.3283 | 41500.2543 | 42099.1804 | 42698.1065 | 43297.0326 | 43895.9587 | 44494.8848 | 45093.8109 | 45692.737 | 46291.663 | 46890.5891 | 47489.5152 | 48088.4413 | 48687.3674 | 49286.2935 | 49885.2196 | 50484.1457 | 51083.0717 | 51681.9978 | 52280.9239 | 52879.85
N-1 |  | EENS | 0 | 0 | 0 | 0 | 0 | 0 |  |  | 0 |  |  |  |  | 104.4688 | 188.1194 | 271.77 | 355.4206 | 439.0712 | 522.7218 | 757.8332 | 992.9447 | 1228.0561 | 1463.1676 | 1698.2791 | 2139.0375 | 2579.7959 | 3020.5543
N-1 |  | IP | 0 | 0 | 0 | 0 | 0 | 0 |  |  | 0 |  |  |  |  | 6.6595 | 9.0256 | 11.3917 | 13.7578 | 16.1239 | 18.49 | 23.6701 | 28.8503 | 34.0305 | 39.2107 | 44.3908 | 53.9894 | 63.588 | 73.1866
N-1 |  | SAIDI | 0 | 0 | 0 | 0 | 0 | 0 |  |  | 0 |  |  |  |  | 3.3282 | 7.5693 | 11.8104 | 16.0515 | 20.2926 | 24.5337 | 45.2817 | 66.0297 | 86.7777 | 107.5257 | 128.2738 | 176.0657 | 223.8577 | 271.6496
N-1 |  | SAIFI | 0 | 0 | 0 | 0 | 0 | 0 |  |  | 0 |  |  |  |  | 0.08994 | 0.15883 | 0.22772 | 0.29661 | 0.3655 | 0.43439 | 0.65051 | 0.86663 | 1.0828 | 1.2989 | 1.515 | 1.9141 | 2.3131 | 2.7122
N-1 |  | PFD | 0 | 0 | 0 | 0 | 0 | 0 |  |  | 0 |  |  |  |  | 16.7418 | 22.9074 | 29.073 | 35.2387 | 41.4043 | 47.5699 | 59.7386 | 71.9073 | 84.0759 | 96.2446 | 108.4133 | 126.8445 | 145.2757 | 163.707
N-1 |  | Available Flex-1 | 8.07 | 93.5288 | 178.9877 | 264.4465 | 349.9054 | 435.3642 | 520.8231 | 606.2819 | 691.7408 | 777.1996 | 862.6585 | 948.1173 | 1033.5762 | 1119.035 | 1204.4938 | 1289.9527 | 1375.4115 | 1460.8704 | 1546.3292 | 1631.7881 | 1717.2469 | 1802.7058 | 1888.1646 | 1973.6235 | 2059.0823 | 2144.5412 | 2230
N-1 |  | Available Flex-2 | 0 | 0 | 0 | 0 | 0 | 0 | 0 | 0 | 0 | 0 | 0 | 0 | 0 | 0 | 0 | 0 | 0 | 0 | 0 | 0 | 0 | 0 | 0 | 0 | 0 | 0 | 0
N-0 |  | EENS | 0 | 0 | 0 | 0 | 0 | 0 |  |  | 0 |  |  |  |  | 354.12 | 566.5409 | 778.9619 | 991.3828 | 1203.8038 | 1416.2247 | 1952.5059 | 2488.787 | 3025.0682 | 3561.3494 | 4097.6305 | 4982.1362 | 5866.6418 | 6751.1474
N-0 |  | IP | 0 | 0 | 0 | 0 | 0 | 0 |  |  | 0 |  |  |  |  | 124.34 | 140.54 | 156.74 | 172.94 | 189.14 | 205.34 | 230.5458 | 255.7516 | 280.9575 | 306.1633 | 331.3691 | 348.274 | 365.1789 | 382.0837
N-0 |  | SAIDI | 0 | 0 | 0 | 0 | 0 | 0 |  |  | 0 |  |  |  |  | 2.58 | 7.238 | 11.896 | 16.554 | 21.212 | 25.87 | 55.13 | 84.39 | 113.65 | 142.91 | 172.17 | 238.1175 | 304.065 | 370.0125
N-0 |  | SAIFI | 0 | 0 | 0 | 0 | 0 | 0 |  |  | 0 |  |  |  |  | 0.3234 | 0.51672 | 0.71004 | 0.90336 | 1.0967 | 1.29 | 1.78 | 2.27 | 2.76 | 3.25 | 3.74 | 4.549 | 5.3579 | 6.1669
N-0 |  | PFD | 0 | 0 | 0 | 0 | 0 | 0 |  |  | 0 |  |  |  |  | 8 | 10.4 | 12.8 | 15.2 | 17.6 | 20 | 25.2 | 30.4 | 35.6 | 40.8 | 46 | 50.6667 | 55.3333 | 60
|  | LMP | 40 | 41 | 42.025 | 43.0756 | 44.1525 | 45.2563 | 46.3877 | 47.5474 | 48.7361 | 49.9545 | 51.2034 | 52.4835 | 53.7956 | 55.1404 | 56.519 | 57.9319 | 59.3802 | 60.8647 | 62.3863 | 63.946 | 65.5447 | 67.1833 | 68.8629 | 70.5844 | 72.349 | 74.1578 | 76.0117
Comparison to Baseline
| NPV of benefit | Component | 2022 | 2023 | 2024 | 2025 | 2026 | 2027 | 2028 | 2029 | 2030 | 2031 | 2032 | 2033 | 2034 | 2035 | 2036 | 2037 | 2038 | 2039 | 2040 | 2041 | 2042 | 2043 | 2044 | 2045 | 2046 | 2047 | 2048
| 99746.9179 | Losses (MWh) | 11007.3 | 10999.2404 | 11287.7474 | 11872.8212 | 11710.6855 | 11548.5497 | 11386.414 | 11224.2783 | 11062.1426 | 10900.0069 | 10737.8712 | 10575.7355 | 10413.5998 | 10251.4641 | 10089.3284 | 9927.1927 | 9765.057 | 9602.9213 | 9440.7856 | 9278.6499 | 9116.5142 | 8954.3785 | 8792.2428 | 8630.1071 | 8467.9714 | 8305.8357 | 8143.7
| 4839586.7232 | Losses ($) | 440292 | 450968.8558 | 474367.586 | 511429.1917 | 517056.2224 | 522644.9613 | 528189.9771 | 533685.5905 | 539125.8659 | 544504.6016 | 549815.3203 | 555051.2597 | 560205.3614 | 565270.2612 | 570238.2776 | 575101.4009 | 579851.2815 | 584479.2177 | 588976.1437 | 593332.6165 | 597538.8028 | 601584.4655 | 605458.9496 | 609151.1677 | 612649.5848 | 615942.2033 | 619016.5467
N-1 | 1309.8475 | EENS | 10 | 20.5 | 29.88 | 39.26 | 48.64 | 58.02 | 67.4 | 91.45 | 115.5 | 139.55 | 163.6 | 249.4667 | 335.3333 | 316.7312 | 318.9473 | 321.1633 | 323.3794 | 454.1488 | 584.9182 | 564.2268 | 543.5353 | 367.5439 | 377.9124 | 388.2809 | 193.0025 | -2.2759 | -197.5543
N-1 | 102.2694 | IP | 2 | 3 | 4.68 | 6.36 | 8.04 | 9.72 | 11.4 | 13.2 | 15 | 16.8 | 18.6 | 21.35 | 24.1 | 20.1905 | 20.5744 | 20.9583 | 21.3422 | 21.0161 | 20.69 | 17.5499 | 14.4097 | 11.2695 | 10.7093 | 10.1492 | 5.1706 | 0.19196 | -4.7866
N-1 | 36.1838 | SAIDI | 0.084812 | 0.24283 | 0.34046 | 0.43809 | 0.53572 | 0.63335 | 0.73098 | 1.1655 | 1.5999 | 2.0344 | 2.4689 | 6.1188 | 9.7688 | 10.0905 | 9.4994 | 8.9082 | 8.3171 | 17.885 | 27.4528 | 20.5138 | 13.5748 | 6.6358 | 17.9816 | 29.3275 | 13.6294 | -2.0687 | -17.7668
N-1 | 1.0952 | SAIFI | 0.006058 | 0.017772 | 0.025047 | 0.032322 | 0.039597 | 0.046872 | 0.054147 | 0.073799 | 0.093451 | 0.1131 | 0.13275 | 0.20938 | 0.286 | 0.27268 | 0.28042 | 0.28815 | 0.29588 | 0.39098 | 0.48607 | 0.43393 | 0.3818 | 0.32966 | 0.33802 | 0.34638 | 0.17179 | -0.0027993 | -0.17739
N-1 | 305.7148 | PFD | 14 | 21 | 23.2 | 25.4 | 27.6 | 29.8 | 32 | 35.75 | 39.5 | 43.25 | 47 | 53.8333 | 60.6667 | 50.7582 | 51.4259 | 52.0936 | 52.7613 | 52.9957 | 53.2301 | 47.4614 | 41.6927 | 35.9241 | 30.3554 | 24.7867 | 12.9555 | 1.1243 | -10.707
N-1 | #REF! | Available Flex-1 | #REF! | #REF! | #REF! | #REF! | #REF! | #REF! | #REF! | #REF! | #REF! | #REF! | #REF! | #REF! | #REF! | #REF! | #REF! | #REF! | #REF! | #REF! | #REF! | #REF! | #REF! | #REF! | #REF! | #REF! | #REF! | #REF! | #REF!
N-1 | #REF! | Available Flex-2 | #REF! | #REF! | #REF! | #REF! | #REF! | #REF! | #REF! | #REF! | #REF! | #REF! | #REF! | #REF! | #REF! | #REF! | #REF! | #REF! | #REF! | #REF! | #REF! | #REF! | #REF! | #REF! | #REF! | #REF! | #REF! | #REF! | #REF!
N-0 | 4335.9937 | EENS | 22.2 | 65.8 | 102.72 | 139.64 | 176.56 | 213.48 | 250.4 | 348.675 | 446.95 | 545.225 | 643.5 | 904.9167 | 1166.3333 | 1073.63 | 1122.6257 | 1171.6215 | 1220.6172 | 1402.6762 | 1584.7353 | 1442.9341 | 1301.133 | 1159.3318 | 1048.0906 | 936.8495 | 477.3838 | 17.9182 | -441.5474
N-0 | 387.6392 | IP | 13 | 27 | 34.52 | 42.04 | 49.56 | 57.08 | 64.6 | 75.025 | 85.45 | 95.875 | 106.3 | 120.25 | 134.2 | 23.81 | 21.56 | 19.31 | 17.06 | 12.06 | 7.06 | -6.9458 | -20.9516 | -34.9575 | -51.6833 | -68.4091 | -76.834 | -85.2589 | -93.6837
N-0 | 328.4103 | SAIDI | 0.047254 | 0.28012 | 0.59718 | 0.91425 | 1.2313 | 1.5484 | 1.8655 | 3.7961 | 5.7267 | 7.6574 | 9.588 | 22.5073 | 35.4267 | 40.346 | 50.8653 | 61.3847 | 71.904 | 99.2885 | 126.6729 | 151.2574 | 175.8418 | 200.4263 | 251.4337 | 302.4411 | 353.9819 | 405.5227 | 147.051
N-0 | 5.2708 | SAIFI | 0.023627 | 0.070029 | 0.10932 | 0.14861 | 0.18791 | 0.2272 | 0.26649 | 0.37108 | 0.47567 | 0.58027 | 0.68486 | 0.96307 | 1.2413 | 1.1961 | 1.281 | 1.3659 | 1.4508 | 1.6773 | 1.9038 | 1.8337 | 1.7635 | 1.6933 | 1.6557 | 1.618 | 1.2614 | 0.90484 | 0.54824
N-0 | 94.6182 | PFD | 2 | 4 | 4.6 | 5.2 | 5.8 | 6.4 | 7 | 8.75 | 10.5 | 12.25 | 14 | 17.8333 | 21.6667 | 17.5 | 18.9333 | 20.3667 | 21.8 | 22.6 | 23.4 | 21.4 | 19.4 | 17.4 | 17 | 16.6 | 16.7333 | 16.8667 | 17
Monetized Benefits for Alternative
Residential | Cost of Reliability (N-1) | $/kWh | 4.4933 | 4.6057 | 4.7208 | 4.8388 | 4.9598 | 5.0838 | 5.2109 | 5.3412 | 5.4747 | 5.6115 | 5.7518 | 5.8956 | 6.043 | 6.1941 | 6.349 | 6.5077 | 6.6704 | 6.8371 | 7.0081 | 7.1833 | 7.3628 | 7.5469 | 7.7356 | 7.929 | 8.1272 | 8.3304 | 8.5386
Residential | Cost of Reliability (N-0) | $/kWh | 3.792 | 3.8868 | 3.984 | 4.0836 | 4.1857 | 4.2903 | 4.3976 | 4.5075 | 4.6202 | 4.7357 | 4.8541 | 4.9754 | 5.0998 | 5.2273 | 5.358 | 5.4919 | 5.6292 | 5.77 | 5.9142 | 6.0621 | 6.2136 | 6.369 | 6.5282 | 6.6914 | 6.8587 | 7.0302 | 7.2059
Commerical | Cost of Reliability (N-1) | $/kWh | 166.5977 | 170.7626 | 175.0317 | 179.4075 | 183.8927 | 188.49 | 193.2022 | 198.0323 | 202.9831 | 208.0577 | 213.2591 | 218.5906 | 224.0553 | 229.6567 | 235.3981 | 241.2831 | 247.3152 | 253.4981 | 259.8355 | 266.3314 | 272.9897 | 279.8144 | 286.8098 | 293.98 | 301.3295 | 308.8628 | 316.5843
Commerical | Cost of Reliability (N-0) | $/kWh | 153.8372 | 157.6831 | 161.6252 | 165.6658 | 169.8075 | 174.0527 | 178.404 | 182.8641 | 187.4357 | 192.1216 | 196.9246 | 201.8477 | 206.8939 | 212.0663 | 217.3679 | 222.8021 | 228.3722 | 234.0815 | 239.9335 | 245.9319 | 252.0802 | 258.3822 | 264.8417 | 271.4628 | 278.2493 | 285.2056 | 292.3357
Residential (N-1) | EENS | #REF! | #REF! | #REF! | #REF! | #REF! | #REF! | #REF! | #REF! | #REF! | #REF! | #REF! | #REF! | #REF! | #REF! | #REF! | #REF! | #REF! | #REF! | #REF! | #REF! | #REF! | #REF! | #REF! | #REF! | #REF! | #REF! | #REF! | #REF!
Commerical(N-1) | EENS | #REF! | #REF! | #REF! | #REF! | #REF! | #REF! | #REF! | #REF! | #REF! | #REF! | #REF! | #REF! | #REF! | #REF! | #REF! | #REF! | #REF! | #REF! | #REF! | #REF! | #REF! | #REF! | #REF! | #REF! | #REF! | #REF! | #REF! | #REF!
Aggregate | EENS | #REF! | #REF! | #REF! | #REF! | #REF! | #REF! | #REF! | #REF! | #REF! | #REF! | #REF! | #REF! | #REF! | #REF! | #REF! | #REF! | #REF! | #REF! | #REF! | #REF! | #REF! | #REF! | #REF! | #REF! | #REF! | #REF! | #REF! | #REF!
Residential (N-0) | EENS | #REF! | #REF! | #REF! | #REF! | #REF! | #REF! | #REF! | #REF! | #REF! | #REF! | #REF! | #REF! | #REF! | #REF! | #REF! | #REF! | #REF! | #REF! | #REF! | #REF! | #REF! | #REF! | #REF! | #REF! | #REF! | #REF! | #REF! | #REF!
Commerical(N-0) | EENS | #REF! | #REF! | #REF! | #REF! | #REF! | #REF! | #REF! | #REF! | #REF! | #REF! | #REF! | #REF! | #REF! | #REF! | #REF! | #REF! | #REF! | #REF! | #REF! | #REF! | #REF! | #REF! | #REF! | #REF! | #REF! | #REF! | #REF! | #REF!
Aggregate | EENS | #REF! | #REF! | #REF! | #REF! | #REF! | #REF! | #REF! | #REF! | #REF! | #REF! | #REF! | #REF! | #REF! | #REF! | #REF! | #REF! | #REF! | #REF! | #REF! | #REF! | #REF! | #REF! | #REF! | #REF! | #REF! | #REF! | #REF! | #REF!
Residential (N-1) | Value for Flex-1 | #REF! | #REF! | #REF! | #REF! | #REF! | #REF! | #REF! | #REF! | #REF! | #REF! | #REF! | #REF! | #REF! | #REF! | #REF! | #REF! | #REF! | #REF! | #REF! | #REF! | #REF! | #REF! | #REF! | #REF! | #REF! | #REF! | #REF! | #REF!
Commerical(N-1) | Value for Flex-1 | #REF! | #REF! | #REF! | #REF! | #REF! | #REF! | #REF! | #REF! | #REF! | #REF! | #REF! | #REF! | #REF! | #REF! | #REF! | #REF! | #REF! | #REF! | #REF! | #REF! | #REF! | #REF! | #REF! | #REF! | #REF! | #REF! | #REF! | #REF!
Aggregate | Value for Flex-1 | #REF! | #REF! | #REF! | #REF! | #REF! | #REF! | #REF! | #REF! | #REF! | #REF! | #REF! | #REF! | #REF! | #REF! | #REF! | #REF! | #REF! | #REF! | #REF! | #REF! | #REF! | #REF! | #REF! | #REF! | #REF! | #REF! | #REF! | #REF!
Residential (N-1) | Value for Flex-2 | #REF! | #REF! | #REF! | #REF! | #REF! | #REF! | #REF! | #REF! | #REF! | #REF! | #REF! | #REF! | #REF! | #REF! | #REF! | #REF! | #REF! | #REF! | #REF! | #REF! | #REF! | #REF! | #REF! | #REF! | #REF! | #REF! | #REF! | #REF!
Commerical(N-1) | Value for Flex-2 | #REF! | #REF! | #REF! | #REF! | #REF! | #REF! | #REF! | #REF! | #REF! | #REF! | #REF! | #REF! | #REF! | #REF! | #REF! | #REF! | #REF! | #REF! | #REF! | #REF! | #REF! | #REF! | #REF! | #REF! | #REF! | #REF! | #REF! | #REF!
Aggregate | Value for Flex-2 | #REF! | #REF! | #REF! | #REF! | #REF! | #REF! | #REF! | #REF! | #REF! | #REF! | #REF! | #REF! | #REF! | #REF! | #REF! | #REF! | #REF! | #REF! | #REF! | #REF! | #REF! | #REF! | #REF! | #REF! | #REF! | #REF! | #REF! | #REF!
Aggregate |  | #REF! | #REF! | #REF! | #REF! | #REF! | #REF! | #REF! | #REF! | #REF! | #REF! | #REF! | #REF! | #REF! | #REF! | #REF! | #REF! | #REF! | #REF! | #REF! | #REF! | #REF! | #REF! | #REF! | #REF! | #REF! | #REF! | #REF! | #REF!
Project Cost |  | #REF!
Benefit-Cost Ratio |  | #REF!

## 16 - Distributed Storage-30%-4H (hidden)
10% Distributed Storage
| Equipment Categories All costs are $x1,000 | [6 empty] | Units | kV | Cost | Adjusted Cost
1 | New Substation Equipment
| 500kV |  | Complete Loop-in Substation, equipped with one line position to terminate a single tie |  |  |  | 36194.3937 | 0 |  | 0
| 115kV |  | Complete Loop-in Substation, equipped with one line position to terminate a single tie |  |  |  | 4403.9172 | 1 |  | 4403.9172
| 230kV |  | Complete Loop-in Substation, equipped with one line position to terminate a single tie |  |  |  | 17710.3457 | 0 |  | 0
2 | Transformer Banks
| 500/115 kV 1-3 Phase |  | Unit cost of transformer banks reflects cost of the highest MVA rated transformer for the given voltage. |  |  |  | 24748.4568 | 0 |  | 0
| 230/115 kV |  | Unit cost of transformer banks reflects cost of the highest MVA rated transformer for the given voltage. |  |  |  | 8756.8817 | 1 |  | 8756.8817
kV
3 | Line Positions to terminate ties and Transformer Bank positions |  |  |  | 230 | 500 | 115
| Single Breaker (add third breaker to breaker and a half) |  |  |  | 2145.4637 | 5398.3718 | 1437.1815 | 0 | 115 | 0
| Breaker and a half (2CB) |  |  |  | 3607.9737 | 8587.7771 | 2149.8636 | 0 | 230 | 0
| Breaker and a half (3CB) |  |  |  | 5291.2883 | 12131.4222 | 3436.5983 | 1 | 115 | 3436.5983
| Double Operating Bus Sections - 2 bus extensions, spanning 4 positions |  | Used in substation expansion |  | 540.3386 |  | 252.4804 | 0 | 115 | 0
4 | Shunt Capacitors | [5 empty] | 2006.8433 | 0 |  | 0
5 | Fiber optic cable on existing poles | /mile |  |  |  | 99 | 99 | 0 |  | 0
| Fiber optic cable on new poles | /mile |  |  |  | 134 | 134 | 0
6 | Single Circuit, Lattice Tower | /mile |  |  | 2897.3658 | 4578.5833 | 1815.3927 | 0 | 115 | 0 | 0
[5 empty] | 2897.3658 | 4578.5833 | 1815.3927 | 0 | 115 | 0 | 0
| Double Circuit, Strung on both sides, Lattice Tower | /mile |  |  | 4494.8333 | 9381.7495 | 2174.744
| Rebuild/reconductor existing single circuit line section - Metropolitan | /mile |  |  |  |  | 1381.7727 | 0 |  | 0
| Rebuild/reconductor existing double circuit line section - Metropolitan | /mile |  |  |  |  | 1454.8259 | 0 |  | 0
7 | Disconnect switches (incl. steel structures and foundations) |  |  |  | 3326.9104 | 19935.5969 | 105.461 | 0 | 115 | 0 |  | T&D Costs | 16597.3971
8 | Energy Storage |  |  |  |  | Base price
2024 | Battery Price (Power) | $/kW |  |  |  | 175 | #REF! | 337.0822 |  | #REF!
2024 | Battery Price (Energy) | $/kWh |  |  |  | 310 | #REF! | 674.1643 |  | #REF!
2024 | Battery Price (Energy uprate) | $/kWh |  |  |  | 310 | #REF! | 789.8909 |  | #REF!
[12 empty] | ESS-1 | #REF!
2030 | Battery Price (Power) | $/kW |  |  |  | #REF! | #REF! | 21.3922 |  | #REF!
2030 | Battery Price (Energy) | $/kWh |  |  |  | #REF! | #REF! | 42.7844 |  | #REF!
2030 | Battery Price (Energy uprate) | $/kWh |  |  |  | #REF! | #REF! | 162.9641 |  | #REF!
[12 empty] | ESS-2 | #REF!
[12 empty] | ESS-2 W escalation | #REF!
2035 | Battery Price (Power) | $/kW |  |  |  | #REF! | #REF! | 22.7569 |  | #REF!
2035 | Battery Price (Energy) | $/kWh |  |  |  | #REF! | #REF! | 45.5138 |  | #REF!
2035 | Battery Price (Energy uprate) | $/kWh |  |  |  | #REF! | #REF! | 170.4306 |  | #REF!
2035 | Inverter Replacement | $/kW | [5 empty] | 368.688 |  | #REF! |  | ESS-3 | #REF!
[12 empty] | ESS-3 W escalation | #REF!
2040 | Battery Price (Power) | $/kW |  |  |  | #REF! | #REF! | 24.216 |  | #REF!
2040 | Battery Price (Energy) | $/kWh |  |  |  | #REF! | #REF! | 48.4319 |  | #REF!
2040 | Battery Price (Energy uprate) | $/kWh |  |  |  | #REF! | #REF! | 178.3896 |  | #REF!
2040 | Inverter Replacement | MW | [5 empty] | 21.3922 |  | #REF! |  | ESS-4 | #REF!
2040 | Battery Replacement | Cost in $ | [5 empty] | #REF! |  | #REF! |  | ESS-4 W escalation | #REF!
2045 | Battery Price (Power) | $/kW |  |  |  | #REF! | #REF! | 15.2718 |  | #REF!
2045 | Battery Price (Energy) | $/kWh |  |  |  | #REF! | #REF! | 30.5435 |  | #REF!
2045 | Battery Price (Energy uprate) | $/kWh |  |  |  | #REF! | #REF! | 163.6802 |  | #REF!
2045 | Inverter Replacement | MW | [5 empty] | 22.7569 |  | #REF!
2045 | Battery Replacement | Cost in $ | [5 empty] | #REF! |  | #REF!
[12 empty] | ESS-5 | #REF!
[12 empty] | ESS-5 w escalation | #REF!
| Total Cost | [8 empty] | 556940.098
| Total Cost with Contingency | [8 empty] | #REF!
| Total Cost with SCE Escalation Rate | [8 empty] | #REF!
Factor Amounts: |  |  |  |  | Low Impact factors: |  |  | Medium Impact factors: |  |  | High Impact factors:
| Terrain (CAISO per unit costs) |  |  |  | 1.0X to 1.25X |  |  | 1.35X to 1.50X |  |  | 2.0X to 3.0X
| Terrain (User specified) |  |  |  |  | 1.25 |  |  | 1.5 |  |  | 2
| Population density (CAISO per unit costs) |  |  |  |  | 1.00X to 1.10X |  |  | 1.33X |  |  | 1.67X
| Population density(User specified) |  |  |  |  | 1.1 |  |  | 1.33 |  |  | 1.67
| Weather study (CAISO per unit costs) |  |  |  |  | 1.35X |  |  | 1.45X |  |  | 1.60X
| Weather study(User specified) |  |  |  |  | 1.35 |  |  | 1.45 |  |  | 1.6
| Factor Type |  |  | Explanation of Factor issues and Factor multipliers
| Terrain |  |  | Going from flat to mountainous terrain increases the cost of a transmission line. Terrain influences where structures are located, how many structures will be required and which type (strength) of structures will be required. As terrain becomes more rugged, access to the site and construction also gets more complex.
| Population density |  |  | Population and land use effect the cost of a transmission line. Structure quantities may be increased and/or made taller in more populated areas for aesthetic purposes, EMF mitigation efforts or due to crossings. Construction activities may also be impacted by physical constraints and work hour restrictions.
| Weather study |  |  | Transmission line costs increase as weather loading conditions increase. Wind and ice increase the loading on transmission structures which may require stronger structure types or an increased number of structures to reduce the span lengths.
[5 empty] | 2018 | 2019 | 2020 | 2021 | 2022 | 2023 | 2024 | 2025 | 2026 | 2027 | 2028 | 2030 and beyond
|  |  |  | Escalation Rate | 2.696% | 2.138% | 2.556% | 2.352% | 2.287% | 2.333% | 2.249% | 2.332% | 2.295% | 2.01% | 2.212% | 0.023
|  |  |  | Escalation Factors | 1 | 1.0214 | 1.0475 | 1.0721 | 1.0966 | 1.1222 | 1.1475 | 1.1742 | 1.2012 | 1.2253 | 1.2524 | 1.2812
| Contingency Factor |  | #REF!
| Contingency Factor for battery | Power | #REF!
|  | Energy | #REF!
Notes
| Contingency Factor included to account for the following considerations |  |  |  | 2018: The SDGE project has been ranked as high impact due to terrain and population, primarily driven by the complications associated with traversing the Pechanga Reservation
o Review of customer/developer existing and proposed plans (i.e. surveyed base map, street/land
improvements, profiles, grading, overhead & underground utilities, temp construction roads &
laydown/staging yards, etc.)
o Property rights study
o Right-of-way improvements/acquisitions (i.e. easements, access/maintenance roads, grading, etc.)
o GO 131-D engineering/permitting per CEQA requirements
o Non-GO 131-D Permitting (i.e. Railroad, City, County, State, Federal Agency, etc.)
o Governing regulation impacts (i.e. CPUC, FERC, OSHA, etc.)
o Environmental study and mitigations
o EMF study and potential reduction mitigations as required by the CPUC
o Geotechnical investigation and mitigations
o Surveys
o Potholing
o Traffic plans/control
o Concrete and/or asphalt repairs
o Associated SCE Substation work (i.e. breaker replacements, switch-rack position relocations, etc.)
o Associated SCE Distribution voltage under-build work (i.e. 16 kV, 12 kV, 4 kV, and secondary
conductors)
o Associated SCE Telecommunication under-build work
o Associated 3rd Party Joint Owners and renters/tenants under-build work (i.e. cable TV,
communication cable, fiber optic, etc.)
o Conflicts associated with other projects in the same geographical area or electrical system
o Availability of line outages required for construction
Unit costs exclude Licensing.
| ESS O&M | #REF! | $/kWh
| + | 1% | of EPC Cost |  | 2020: Add contingency for battery value
| Price Escalation | 2.5% |  |  | 2020: Battery cost reduction = 0%, global factor, and what it changes
| T&D Annual OPEX | #REF! |  |  | 2020: Include 2% into battery price escalation
| Inverter Replacement Cost | #REF! | $/kWh |  | 2020: Make the significant digits, 1000$ of dollars
| Battery Replacement Cost | #REF! | % Capex |  | 2020: shift it to 99 instead of 90, not take actual MW
| Annual Battery Cost Change | #REF!
| Price Stabizes in | #REF!
| Calendar Time (Year) | 2022 | 2023 | 2024 | 2025 | 2026 | 2027 | 2028 | 2029 | 2030 | 2031 | 2032 | 2033 | 2034 | 2035 | 2036 | 2037 | 2038 | 2039 | 2040 | 2041 | 2042 | 2043 | 2044 | 2045 | 2046 | 2047 | 2048
| O&M ESS | #REF! | #REF! | #REF! | #REF! | #REF! | #REF! | #REF! | #REF! | #REF! | #REF! | #REF! | #REF! | #REF! | #REF! | #REF! | #REF! | #REF! | #REF! | #REF! | #REF! | #REF! | #REF! | #REF! | #REF! | #REF! | #REF! | #REF!
| O&M ESS Augment | 0 | 0 | 0 | 0 | 0 | 0 | 0 | 0 | #REF! | 0 | 0 | 0 | 0 | #REF! | 0 | 0 | 0 | 0 | #REF! | 0 | 0 | 0 | 0 | #REF! | 0 | 0 | 0
| O&M T&D | #REF! | #REF! | #REF! | #REF! | #REF! | #REF! | #REF! | #REF! | #REF! | #REF! | #REF! | #REF! | #REF! | #REF! | #REF! | #REF! | #REF! | #REF! | #REF! | #REF! | #REF! | #REF! | #REF! | #REF! | #REF! | #REF! | #REF!
| Total O&M Costs | #REF! | #REF! | #REF! | #REF! | #REF! | #REF! | #REF! | #REF! | #REF! | #REF! | #REF! | #REF! | #REF! | #REF! | #REF! | #REF! | #REF! | #REF! | #REF! | #REF! | #REF! | #REF! | #REF! | #REF! | #REF! | #REF! | #REF!
| Initial CapEx costs | #REF! | 0 | 0 | 0 | 0 | 0 | 0 | 0 | 0 | 0 | 0 | 0 | 0 | 0 | 0 | 0 | 0 | 0 | 0 | 0 | 0 | 0 | 0 | 0 | 0 | 0 | 0
| Incremental costs | 0 | 0 | 0 | 0 | 0 | 0 | 0 | 0 | #REF! | 0 | 0 | 0 | 0 | #REF! | 0 | 0 | 0 | 0 | #REF! | 0 | 0 | 0 | 0 | #REF! | 0 | 0 | 0
| Total Costs | #REF! | #REF! | #REF! | #REF! | #REF! | #REF! | #REF! | #REF! | #REF! | #REF! | #REF! | #REF! | #REF! | #REF! | #REF! | #REF! | #REF! | #REF! | #REF! | #REF! | #REF! | #REF! | #REF! | #REF! | #REF! | #REF! | #REF!
| NPV | #REF! 2022: #REF!
| Aggregate | #REF! 2022: #REF!
|  | 2022 | 2023 | 2024 | 2025 | 2026 | 2027 | 2028 | 2029 | 2030 | 2031 | 2032 | 2033 | 2034 | 2035 | 2036 | 2037 | 2038 | 2039 | 2040 | 2041 | 2042 | 2043 | 2044 | 2045 | 2046 | 2047 | 2048
| MW | 337.0822 | 3.7834 | 3.83 | 3.8771 | 3.9249 | 3.9733 | 4.0224 | 4.0721 | 4.1225 | 4.1736 | 4.2253 | 4.2777 | 4.3309 | 4.3847 | 4.4393 | 4.4946 | 4.5506 | 4.6074 | 4.665 | 4.7233 | 4.7825 | 4.8424 | 4.9031 | 4.9647 | 5.0271 | 5.0903 | 5.1544
| MWh | 1348.3286 | 15.1338 | 15.3199 | 15.5086 | 15.6997 | 15.8934 | 16.0896 | 16.2885 | 16.49 | 16.6943 | 16.9012 | 17.1109 | 17.3235 | 17.5389 | 17.7571 | 17.9783 | 18.2025 | 18.4297 | 18.66 | 18.8933 | 19.1298 | 19.3695 | 19.6125 | 19.8587 | 20.1083 | 20.3612 | 20.6176
| MWh uprate | 1375.2952 | 42.403 | 42.8956 | 43.3944 | 43.8995 | 44.4111 | 44.9291 | 45.4538 | 45.9851 | 46.5232 | 47.0682 | 47.6201 | 48.1791 | 48.7453 | 49.3187 | 49.8995 | 50.4877 | 51.0835 | 51.6869 | 52.2982 | 52.9173 | 53.5444 | 54.1796 | 54.823 | 55.4747 | 56.1349 | 56.8036
| Battery price | 175 | 175 | 175 | 175 | 175 | 175 | 175 | 175 | 142.6902 | 142.6902 | 142.6902 | 142.6902 | 142.6902 | 142.6902 | 142.6902 | 142.6902 | 142.6902 | 142.6902 | 142.6902 | 142.6902 | 142.6902 | 142.6902 | 142.6902 | 142.6902 | 142.6902 | 142.6902 | 142.6902
| Energy price | 350 | 350 | 350 | 350 | 350 | 350 | 350 | 350 | 285.3804 | 285.3804 | 285.3804 | 285.3804 | 285.3804 | 285.3804 | 285.3804 | 285.3804 | 285.3804 | 285.3804 | 285.3804 | 285.3804 | 285.3804 | 285.3804 | 285.3804 | 285.3804 | 285.3804 | 285.3804 | 285.3804
| Inverter replacement MW | [10 empty] | 337.0822 | 3.7834 | 3.83 | 3.8771 | 3.9249 | 3.9733 | 4.0224 | 4.0721 | 4.1225 | 4.1736 | 4.2253 | 4.2777 | 4.3309 | 4.3847 | 4.4393 | 4.4946 | 4.5506
| Battery costs | 540342.7009 | 15503.16 | 15683.6981 | 15866.5304 | 16051.6883 | 16239.2037 | 16429.1088 | 16621.4365 | 13711.4867 | 13872.3378 | 14035.2468 | 14200.2419 | 14367.3521 | 14536.6063 | 14708.0344 | 14881.6662 | 15057.5322 | 15235.6635 | 15416.0913 | 15598.8476 | 15783.9647 | 15971.4753 | 16161.4128 | 16353.8109 | 16548.704 | 16746.1267 | 16946.1145
| Inverter replacement costs | [10 empty] | 48098.3281 | 539.8604 | 546.501 | 553.2298 | 560.0482 | 566.9573 | 573.9584 | 581.0529 | 588.242 | 595.5272 | 602.9098 | 610.3912 | 617.9728 | 625.6561 | 633.4424 | 641.3334 | 649.3304
| Initial CapEx costs | #REF! 2022: #REF!
| Battery replacement costs | #REF! 2042: 270171.3504; #REF! 2043: 7751.58; #REF! 2044: 7841.8491; #REF! 2045: 7933.2652; #REF! 2046: 8025.8442; #REF! 2047: 8119.6018; #REF! 2048: 8214.5544
| O&M ESS | #REF! | #REF! | #REF! | #REF! | #REF! | #REF! | #REF! | #REF! | #REF! | #REF! | #REF! | #REF! | #REF! | #REF! | #REF! | #REF! | #REF! | #REF! | #REF! | #REF! | #REF! | #REF! | #REF! | #REF! | #REF! | #REF! | #REF!
| O&M ESS Augment |  | #REF! | #REF! | #REF! | #REF! | #REF! | #REF! | #REF! | #REF! | #REF! | #REF! | #REF! | #REF! | #REF! | #REF! | #REF! | #REF! | #REF! | #REF! | #REF! | #REF! | #REF! | #REF! | #REF! | #REF! | #REF! | #REF!
| Total O&M Costs | #REF! | #REF! | #REF! | #REF! | #REF! | #REF! | #REF! | #REF! | #REF! | #REF! | #REF! | #REF! | #REF! | #REF! | #REF! | #REF! | #REF! | #REF! | #REF! | #REF! | #REF! | #REF! | #REF! | #REF! | #REF! | #REF! | #REF!
| Total costs | #REF! | #REF! | #REF! | #REF! | #REF! | #REF! | #REF! | #REF! | #REF! | #REF! | #REF! | #REF! | #REF! | #REF! | #REF! | #REF! | #REF! | #REF! | #REF! | #REF! | #REF! | #REF! | #REF! | #REF! | #REF! | #REF! | #REF!
| NPV | #REF! 2022: #REF!
| Aggregate | #REF! 2022: #REF!

## 16 -Cost Benefit (hidden)
|  | Component | 2022 | 2023 | 2024 | 2025 | 2026 | 2027 | 2028 | 2029 | 2030 | 2031 | 2032 | 2033 | 2034 | 2035 | 2036 | 2037 | 2038 | 2039 | 2040 | 2041 | 2042 | 2043 | 2044 | 2045 | 2046 | 2047 | 2048
| Baseline | Losses (MWh) | 49667 | 50103.7904 | 50540.5808 | 50977.3712 | 51414.1615 | 51850.9519 | 52287.7423 | 52724.5327 | 53161.3231 | 53598.1135 | 54034.9038 | 54471.6942 | 54908.4846 | 55345.275 | 55782.0654 | 56218.8558 | 56655.6462 | 57092.4365 | 57529.2269 | 57966.0173 | 58402.8077 | 58839.5981 | 59276.3885 | 59713.1788 | 60149.9692 | 60586.7596 | 61023.55
N-1 |  | EENS | 10 | 20.5 | 29.88 | 39.26 | 48.64 | 58.02 | 67.4 | 91.45 | 115.5 | 139.55 | 163.6 | 249.4667 | 335.3333 | 421.2 | 507.0667 | 592.9333 | 678.8 | 893.22 | 1107.64 | 1322.06 | 1536.48 | 1595.6 | 1841.08 | 2086.56 | 2332.04 | 2577.52 | 2823
N-1 |  | IP | 2 | 3 | 4.68 | 6.36 | 8.04 | 9.72 | 11.4 | 13.2 | 15 | 16.8 | 18.6 | 21.35 | 24.1 | 26.85 | 29.6 | 32.35 | 35.1 | 37.14 | 39.18 | 41.22 | 43.26 | 45.3 | 49.92 | 54.54 | 59.16 | 63.78 | 68.4
N-1 |  | SAIDI | 0.084812 | 0.24283 | 0.34046 | 0.43809 | 0.53572 | 0.63335 | 0.73098 | 1.1655 | 1.5999 | 2.0344 | 2.4689 | 6.1188 | 9.7688 | 13.4187 | 17.0687 | 20.7186 | 24.3686 | 38.1776 | 51.9865 | 65.7955 | 79.6045 | 93.4135 | 125.5074 | 157.6012 | 189.6951 | 221.789 | 253.8829
N-1 |  | SAIFI | 0.006058 | 0.017772 | 0.025047 | 0.032322 | 0.039597 | 0.046872 | 0.054147 | 0.073799 | 0.093451 | 0.1131 | 0.13275 | 0.20938 | 0.286 | 0.36262 | 0.43924 | 0.51587 | 0.59249 | 0.75647 | 0.92046 | 1.0844 | 1.2484 | 1.4124 | 1.6369 | 1.8614 | 2.0859 | 2.3103 | 2.5348
N-1 |  | PFD | 14 | 21 | 23.2 | 25.4 | 27.6 | 29.8 | 32 | 35.75 | 39.5 | 43.25 | 47 | 53.8333 | 60.6667 | 67.5 | 74.3333 | 81.1667 | 88 | 94.4 | 100.8 | 107.2 | 113.6 | 120 | 126.6 | 133.2 | 139.8 | 146.4 | 153
N-1 |  | Available Flex-1 | #REF! | #REF! | #REF! | #REF! | #REF! | #REF! | #REF! | #REF! | #REF! | #REF! | #REF! | #REF! | #REF! | #REF! | #REF! | #REF! | #REF! | #REF! | #REF! | #REF! | #REF! | #REF! | #REF! | #REF! | #REF! | #REF! | #REF!
N-1 |  | Available Flex-2 | #REF! | #REF! | #REF! | #REF! | #REF! | #REF! | #REF! | #REF! | #REF! | #REF! | #REF! | #REF! | #REF! | #REF! | #REF! | #REF! | #REF! | #REF! | #REF! | #REF! | #REF! | #REF! | #REF! | #REF! | #REF! | #REF! | #REF!
N-0 |  | EENS | 22.2 | 65.8 | 102.72 | 139.64 | 176.56 | 213.48 | 250.4 | 348.675 | 446.95 | 545.225 | 643.5 | 904.9167 | 1166.3333 | 1427.75 | 1689.1667 | 1950.5833 | 2212 | 2606.48 | 3000.96 | 3395.44 | 3789.92 | 4184.4 | 4609.44 | 5034.48 | 5459.52 | 5884.56 | 6309.6
N-0 |  | IP | 13 | 27 | 34.52 | 42.04 | 49.56 | 57.08 | 64.6 | 75.025 | 85.45 | 95.875 | 106.3 | 120.25 | 134.2 | 148.15 | 162.1 | 176.05 | 190 | 201.2 | 212.4 | 223.6 | 234.8 | 246 | 254.48 | 262.96 | 271.44 | 279.92 | 288.4
N-0 |  | SAIDI | 0.047254 | 0.28012 | 0.59718 | 0.91425 | 1.2313 | 1.5484 | 1.8655 | 3.7961 | 5.7267 | 7.6574 | 9.588 | 22.5073 | 35.4267 | 48.346 | 61.2653 | 74.1847 | 87.104 | 116.8885 | 146.6729 | 176.4574 | 206.2418 | 236.0263 | 292.2337 | 348.4411 | 404.6486 | 460.856 | 517.0634
N-0 |  | SAIFI | 0.023627 | 0.070029 | 0.10932 | 0.14861 | 0.18791 | 0.2272 | 0.26649 | 0.37108 | 0.47567 | 0.58027 | 0.68486 | 0.96307 | 1.2413 | 1.5195 | 1.7977 | 2.0759 | 2.3542 | 2.774 | 3.1938 | 3.6137 | 4.0335 | 4.4533 | 4.9057 | 5.358 | 5.8104 | 6.2628 | 6.7151
N-0 |  | PFD | 2 | 4 | 4.6 | 5.2 | 5.8 | 6.4 | 7 | 8.75 | 10.5 | 12.25 | 14 | 17.8333 | 21.6667 | 25.5 | 29.3333 | 33.1667 | 37 | 40.2 | 43.4 | 46.6 | 49.8 | 53 | 57.8 | 62.6 | 67.4 | 72.2 | 77
|  | Component | 2022 | 2023 | 2024 | 2025 | 2026 | 2027 | 2028 | 2029 | 2030 | 2031 | 2032 | 2033 | 2034 | 2035 | 2036 | 2037 | 2038 | 2039 | 2040 | 2041 | 2042 | 2043 | 2044 | 2045 | 2046 | 2047 | 2048
| 30% Distributed Energy Storage | Losses (MWh) | 38659.7 | 39104.55 | 39252.8333 | 39104.55 | 39703.4761 | 40302.4022 | 40901.3283 | 41500.2543 | 42099.1804 | 42698.1065 | 43297.0326 | 43895.9587 | 44494.8848 | 45093.8109 | 45692.737 | 46291.663 | 46890.5891 | 47489.5152 | 48088.4413 | 48687.3674 | 49286.2935 | 49885.2196 | 50484.1457 | 51083.0717 | 51681.9978 | 52280.9239 | 52879.85
N-1 |  | EENS | 0 | 0 | 0 | 0 | 0 | 0 | 0 | 0 | 0 | 0 | 0 | 0 | 0 | [10 empty] | 51.9186 | 151.4915 | 251.0643 | 350.6372
N-1 |  | IP | 0 | 0 | 0 | 0 | 0 | 0 | 0 | 0 | 0 | 0 | 0 | 0 | 0 | [10 empty] | 1.3571 | 3.7367 | 6.1162 | 8.4958
N-1 |  | SAIDI | 0 | 0 | 0 | 0 | 0 | 0 | 0 | 0 | 0 | 0 | 0 | 0 | 0 | [10 empty] | 3.9215 | 13.1257 | 22.3299 | 31.5341
N-1 |  | SAIFI | 0 | 0 | 0 | 0 | 0 | 0 | 0 | 0 | 0 | 0 | 0 | 0 | 0 | [10 empty] | 0.046316 | 0.13582 | 0.22533 | 0.31484
N-1 |  | PFD | 0 | 0 | 0 | 0 | 0 | 0 | 0 | 0 | 0 | 0 | 0 | 0 | 0 | [10 empty] | 3.3143 | 8.5441 | 13.7739 | 19.0037
N-1 |  | Available Flex-1 | 8.07 | 369.066 | 730.0619 | 1091.0579 | 1452.0539 | 1813.0498 | 2174.0458 | 2535.0418 | 2896.0377 | 3257.0337 | 3618.0297 | 3979.0256 | 4340.0216 | 4701.0176 | 5062.0135 | 5423.0095 | 5784.0055 | 6145.0014 | 6505.9974 | 6866.9934 | 7227.9893 | 7588.9853 | 7949.9813 | 8310.9773 | 8671.9732 | 9032.9692 | 9393.9652
N-1 |  | Available Flex-2 | 0 | 0 | 0 | 0 | 0 | 0 | 0 | 0 | 0 | 0 | 0 | 0 | 0 | 0 | 0 | 0 | 0 | 0 | 0 | 0 | 0 | 0 | 0 | 0 | 0 | 0 | 0
N-0 |  | EENS | 0 | 0 | 0 | 0 | 0 | 0 | 0 | 0 | 0 | 0 | 0 | 0 | 0 | [10 empty] | 125.27 | 344.7461 | 564.2222 | 783.6983
N-0 |  | IP | 0 | 0 | 0 | 0 | 0 | 0 | 0 | 0 | 0 | 0 | 0 | 0 | 0 | [10 empty] | 88.3155 | 134.4061 | 180.4966 | 226.5872
N-0 |  | SAIDI | 0 | 0 | 0 | 0 | 0 | 0 | 0 | 0 | 0 | 0 | 0 | 0 | 0 | [10 empty] | 0.22886 | 1.5843 | 2.9398 | 4.2952
N-0 |  | SAIFI | 0 | 0 | 0 | 0 | 0 | 0 | 0 | 0 | 0 | 0 | 0 | 0 | 0 | [10 empty] | 0.11443 | 0.31491 | 0.51539 | 0.71587
N-0 |  | PFD | 0 | 0 | 0 | 0 | 0 | 0 | 0 | 0 | 0 | 0 | 0 | 0 | 0 | [10 empty] | 2 | 3.3333 | 4.6667 | 6
|  | LMP | 40 | 41 | 42.025 | 43.0756 | 44.1525 | 45.2563 | 46.3877 | 47.5474 | 48.7361 | 49.9545 | 51.2034 | 52.4835 | 53.7956 | 55.1404 | 56.519 | 57.9319 | 59.3802 | 60.8647 | 62.3863 | 63.946 | 65.5447 | 67.1833 | 68.8629 | 70.5844 | 72.349 | 74.1578 | 76.0117
Comparison to Baseline
| NPV of benefit | Component |  |  |  | 2025 | 2026 | 2027 | 2028 | 2029 | 2030 | 2031 | 2032 | 2033 | 2034 | 2035 | 2036 | 2037 | 2038 | 2039 | 2040 | 2041 | 2042 | 2043 | 2044 | 2045 | 2046 | 2047 | 2048
| 99746.9179 | Losses (MWh) | 11007.3 | 10999.2404 | 11287.7474 | 11872.8212 | 11710.6855 | 11548.5497 | 11386.414 | 11224.2783 | 11062.1426 | 10900.0069 | 10737.8712 | 10575.7355 | 10413.5998 | 10251.4641 | 10089.3284 | 9927.1927 | 9765.057 | 9602.9213 | 9440.7856 | 9278.6499 | 9116.5142 | 8954.3785 | 8792.2428 | 8630.1071 | 8467.9714 | 8305.8357 | 8143.7
| 4839586.7232 | Losses ($) | 440292 | 450968.8558 | 474367.586 | 511429.1917 | 517056.2224 | 522644.9613 | 528189.9771 | 533685.5905 | 539125.8659 | 544504.6016 | 549815.3203 | 555051.2597 | 560205.3614 | 565270.2612 | 570238.2776 | 575101.4009 | 579851.2815 | 584479.2177 | 588976.1437 | 593332.6165 | 597538.8028 | 601584.4655 | 605458.9496 | 609151.1677 | 612649.5848 | 615942.2033 | 619016.5467
N-1 | 2987.0234 | EENS | 10 | 20.5 | 29.88 | 39.26 | 48.64 | 58.02 | 67.4 | 91.45 | 115.5 | 139.55 | 163.6 | 249.4667 | 335.3333 | 421.2 | 507.0667 | 592.9333 | 678.8 | 893.22 | 1107.64 | 1322.06 | 1536.48 | 1595.6 | 1841.08 | 2034.6414 | 2180.5485 | 2326.4557 | 2472.3628
N-1 | 152.0484 | IP | 2 | 3 | 4.68 | 6.36 | 8.04 | 9.72 | 11.4 | 13.2 | 15 | 16.8 | 18.6 | 21.35 | 24.1 | 26.85 | 29.6 | 32.35 | 35.1 | 37.14 | 39.18 | 41.22 | 43.26 | 45.3 | 49.92 | 53.1829 | 55.4233 | 57.6638 | 59.9042
N-1 | 153.4899 | SAIDI | 0.084812 | 0.24283 | 0.34046 | 0.43809 | 0.53572 | 0.63335 | 0.73098 | 1.1655 | 1.5999 | 2.0344 | 2.4689 | 6.1188 | 9.7688 | 13.4187 | 17.0687 | 20.7186 | 24.3686 | 38.1776 | 51.9865 | 65.7955 | 79.6045 | 93.4135 | 125.5074 | 153.6797 | 176.5694 | 199.4591 | 222.3488
N-1 | 2.5651 | SAIFI | 0.006058 | 0.017772 | 0.025047 | 0.032322 | 0.039597 | 0.046872 | 0.054147 | 0.073799 | 0.093451 | 0.1131 | 0.13275 | 0.20938 | 0.286 | 0.36262 | 0.43924 | 0.51587 | 0.59249 | 0.75647 | 0.92046 | 1.0844 | 1.2484 | 1.4124 | 1.6369 | 1.8151 | 1.95 | 2.085 | 2.22
N-1 | 427.4649 | PFD | 14 | 21 | 23.2 | 25.4 | 27.6 | 29.8 | 32 | 35.75 | 39.5 | 43.25 | 47 | 53.8333 | 60.6667 | 67.5 | 74.3333 | 81.1667 | 88 | 94.4 | 100.8 | 107.2 | 113.6 | 120 | 126.6 | 129.8857 | 131.2559 | 132.6261 | 133.9963
N-1 | #REF! | Available Flex-1 | #REF! | #REF! | #REF! | #REF! | #REF! | #REF! | #REF! | #REF! | #REF! | #REF! | #REF! | #REF! | #REF! | #REF! | #REF! | #REF! | #REF! | #REF! | #REF! | #REF! | #REF! | #REF! | #REF! | #REF! | #REF! | #REF! | #REF!
N-1 | #REF! | Available Flex-2 | #REF! | #REF! | #REF! | #REF! | #REF! | #REF! | #REF! | #REF! | #REF! | #REF! | #REF! | #REF! | #REF! | #REF! | #REF! | #REF! | #REF! | #REF! | #REF! | #REF! | #REF! | #REF! | #REF! | #REF! | #REF! | #REF! | #REF!
N-0 | 8505.8885 | EENS | 22.2 | 65.8 | 102.72 | 139.64 | 176.56 | 213.48 | 250.4 | 348.675 | 446.95 | 545.225 | 643.5 | 904.9167 | 1166.3333 | 1427.75 | 1689.1667 | 1950.5833 | 2212 | 2606.48 | 3000.96 | 3395.44 | 3789.92 | 4184.4 | 4609.44 | 4909.21 | 5114.7739 | 5320.3378 | 5525.9017
N-0 | 799.253 | IP | 13 | 27 | 34.52 | 42.04 | 49.56 | 57.08 | 64.6 | 75.025 | 85.45 | 95.875 | 106.3 | 120.25 | 134.2 | 148.15 | 162.1 | 176.05 | 190 | 201.2 | 212.4 | 223.6 | 234.8 | 246 | 254.48 | 174.6445 | 137.0339 | 99.4234 | 61.8128
N-0 | 403.488 | SAIDI | 0.047254 | 0.28012 | 0.59718 | 0.91425 | 1.2313 | 1.5484 | 1.8655 | 3.7961 | 5.7267 | 7.6574 | 9.588 | 22.5073 | 35.4267 | 48.346 | 61.2653 | 74.1847 | 87.104 | 116.8885 | 146.6729 | 176.4574 | 206.2418 | 236.0263 | 292.2337 | 348.2123 | 403.0643 | 457.9162 | 512.7682
N-0 | 9.0754 | SAIFI | 0.023627 | 0.070029 | 0.10932 | 0.14861 | 0.18791 | 0.2272 | 0.26649 | 0.37108 | 0.47567 | 0.58027 | 0.68486 | 0.96307 | 1.2413 | 1.5195 | 1.7977 | 2.0759 | 2.3542 | 2.774 | 3.1938 | 3.6137 | 4.0335 | 4.4533 | 4.9057 | 5.2436 | 5.4955 | 5.7474 | 5.9992
N-0 | 145.4326 | PFD | 2 | 4 | 4.6 | 5.2 | 5.8 | 6.4 | 7 | 8.75 | 10.5 | 12.25 | 14 | 17.8333 | 21.6667 | 25.5 | 29.3333 | 33.1667 | 37 | 40.2 | 43.4 | 46.6 | 49.8 | 53 | 57.8 | 60.6 | 64.0667 | 67.5333 | 71
Monetized Benefits for Alternative
Residential | Cost of Reliability (N-1) | $/kWh | 4.4933 | 4.6057 | 4.7208 | 4.8388 | 4.9598 | 5.0838 | 5.2109 | 5.3412 | 5.4747 | 5.6115 | 5.7518 | 5.8956 | 6.043 | 6.1941 | 6.349 | 6.5077 | 6.6704 | 6.8371 | 7.0081 | 7.1833 | 7.3628 | 7.5469 | 7.7356 | 7.929 | 8.1272 | 8.3304 | 8.5386
Residential | Cost of Reliability (N-0) | $/kWh | 3.792 | 3.8868 | 3.984 | 4.0836 | 4.1857 | 4.2903 | 4.3976 | 4.5075 | 4.6202 | 4.7357 | 4.8541 | 4.9754 | 5.0998 | 5.2273 | 5.358 | 5.4919 | 5.6292 | 5.77 | 5.9142 | 6.0621 | 6.2136 | 6.369 | 6.5282 | 6.6914 | 6.8587 | 7.0302 | 7.2059
Commerical | Cost of Reliability (N-1) | $/kWh | 166.5977 | 170.7626 | 175.0317 | 179.4075 | 183.8927 | 188.49 | 193.2022 | 198.0323 | 202.9831 | 208.0577 | 213.2591 | 218.5906 | 224.0553 | 229.6567 | 235.3981 | 241.2831 | 247.3152 | 253.4981 | 259.8355 | 266.3314 | 272.9897 | 279.8144 | 286.8098 | 293.98 | 301.3295 | 308.8628 | 316.5843
Commerical | Cost of Reliability (N-0) | $/kWh | 153.8372 | 157.6831 | 161.6252 | 165.6658 | 169.8075 | 174.0527 | 178.404 | 182.8641 | 187.4357 | 192.1216 | 196.9246 | 201.8477 | 206.8939 | 212.0663 | 217.3679 | 222.8021 | 228.3722 | 234.0815 | 239.9335 | 245.9319 | 252.0802 | 258.3822 | 264.8417 | 271.4628 | 278.2493 | 285.2056 | 292.3357
Residential (N-1) | EENS | #REF! | #REF! | #REF! | #REF! | #REF! | #REF! | #REF! | #REF! | #REF! | #REF! | #REF! | #REF! | #REF! | #REF! | #REF! | #REF! | #REF! | #REF! | #REF! | #REF! | #REF! | #REF! | #REF! | #REF! | #REF! | #REF! | #REF! | #REF!
Commerical(N-1) | EENS | #REF! | #REF! | #REF! | #REF! | #REF! | #REF! | #REF! | #REF! | #REF! | #REF! | #REF! | #REF! | #REF! | #REF! | #REF! | #REF! | #REF! | #REF! | #REF! | #REF! | #REF! | #REF! | #REF! | #REF! | #REF! | #REF! | #REF! | #REF!
Aggregate | EENS | #REF! | #REF! | #REF! | #REF! | #REF! | #REF! | #REF! | #REF! | #REF! | #REF! | #REF! | #REF! | #REF! | #REF! | #REF! | #REF! | #REF! | #REF! | #REF! | #REF! | #REF! | #REF! | #REF! | #REF! | #REF! | #REF! | #REF! | #REF!
Residential (N-0) | EENS | #REF! | #REF! | #REF! | #REF! | #REF! | #REF! | #REF! | #REF! | #REF! | #REF! | #REF! | #REF! | #REF! | #REF! | #REF! | #REF! | #REF! | #REF! | #REF! | #REF! | #REF! | #REF! | #REF! | #REF! | #REF! | #REF! | #REF! | #REF!
Commerical(N-0) | EENS | #REF! | #REF! | #REF! | #REF! | #REF! | #REF! | #REF! | #REF! | #REF! | #REF! | #REF! | #REF! | #REF! | #REF! | #REF! | #REF! | #REF! | #REF! | #REF! | #REF! | #REF! | #REF! | #REF! | #REF! | #REF! | #REF! | #REF! | #REF!
Aggregate | EENS | #REF! | #REF! | #REF! | #REF! | #REF! | #REF! | #REF! | #REF! | #REF! | #REF! | #REF! | #REF! | #REF! | #REF! | #REF! | #REF! | #REF! | #REF! | #REF! | #REF! | #REF! | #REF! | #REF! | #REF! | #REF! | #REF! | #REF! | #REF!
Residential (N-1) | Value for Flex-1 | #REF! | #REF! | #REF! | #REF! | #REF! | #REF! | #REF! | #REF! | #REF! | #REF! | #REF! | #REF! | #REF! | #REF! | #REF! | #REF! | #REF! | #REF! | #REF! | #REF! | #REF! | #REF! | #REF! | #REF! | #REF! | #REF! | #REF! | #REF!
Commerical(N-1) | Value for Flex-1 | #REF! | #REF! | #REF! | #REF! | #REF! | #REF! | #REF! | #REF! | #REF! | #REF! | #REF! | #REF! | #REF! | #REF! | #REF! | #REF! | #REF! | #REF! | #REF! | #REF! | #REF! | #REF! | #REF! | #REF! | #REF! | #REF! | #REF! | #REF!
Aggregate | Value for Flex-1 | #REF! | #REF! | #REF! | #REF! | #REF! | #REF! | #REF! | #REF! | #REF! | #REF! | #REF! | #REF! | #REF! | #REF! | #REF! | #REF! | #REF! | #REF! | #REF! | #REF! | #REF! | #REF! | #REF! | #REF! | #REF! | #REF! | #REF! | #REF!
Residential (N-1) | Value for Flex-2 | #REF! | #REF! | #REF! | #REF! | #REF! | #REF! | #REF! | #REF! | #REF! | #REF! | #REF! | #REF! | #REF! | #REF! | #REF! | #REF! | #REF! | #REF! | #REF! | #REF! | #REF! | #REF! | #REF! | #REF! | #REF! | #REF! | #REF! | #REF!
Commerical(N-1) | Value for Flex-2 | #REF! | #REF! | #REF! | #REF! | #REF! | #REF! | #REF! | #REF! | #REF! | #REF! | #REF! | #REF! | #REF! | #REF! | #REF! | #REF! | #REF! | #REF! | #REF! | #REF! | #REF! | #REF! | #REF! | #REF! | #REF! | #REF! | #REF! | #REF!
Aggregate | Value for Flex-2 | #REF! | #REF! | #REF! | #REF! | #REF! | #REF! | #REF! | #REF! | #REF! | #REF! | #REF! | #REF! | #REF! | #REF! | #REF! | #REF! | #REF! | #REF! | #REF! | #REF! | #REF! | #REF! | #REF! | #REF! | #REF! | #REF! | #REF! | #REF!
Aggregate |  | #REF! | #REF! | #REF! | #REF! | #REF! | #REF! | #REF! | #REF! | #REF! | #REF! | #REF! | #REF! | #REF! | #REF! | #REF! | #REF! | #REF! | #REF! | #REF! | #REF! | #REF! | #REF! | #REF! | #REF! | #REF! | #REF! | #REF! | #REF!
Project Cost |  | #REF!
Benefit-Cost Ratio |  | #REF!

## 17 - Distributed Storage-50%-4H (hidden)
10% Distributed Storage
| Equipment Categories All costs are $x1,000 | [6 empty] | Units | kV | Cost | Adjusted Cost
1 | New Substation Equipment
| 500kV |  | Complete Loop-in Substation, equipped with one line position to terminate a single tie |  |  |  | 36194.3937 | 0 |  | 0
| 115kV |  | Complete Loop-in Substation, equipped with one line position to terminate a single tie |  |  |  | 4403.9172 | 1 |  | 4403.9172
| 230kV |  | Complete Loop-in Substation, equipped with one line position to terminate a single tie |  |  |  | 17710.3457 | 0 |  | 0
2 | Transformer Banks
| 500/115 kV 1-3 Phase |  | Unit cost of transformer banks reflects cost of the highest MVA rated transformer for the given voltage. |  |  |  | 24748.4568 | 0 |  | 0
| 230/115 kV |  | Unit cost of transformer banks reflects cost of the highest MVA rated transformer for the given voltage. |  |  |  | 8756.8817 | 1 |  | 8756.8817
kV
3 | Line Positions to terminate ties and Transformer Bank positions |  |  |  | 230 | 500 | 115
| Single Breaker (add third breaker to breaker and a half) |  |  |  | 2145.4637 | 5398.3718 | 1437.1815 | 0 | 115 | 0
| Breaker and a half (2CB) |  |  |  | 3607.9737 | 8587.7771 | 2149.8636 | 0 | 230 | 0
| Breaker and a half (3CB) |  |  |  | 5291.2883 | 12131.4222 | 3436.5983 | 1 | 115 | 3436.5983
| Double Operating Bus Sections - 2 bus extensions, spanning 4 positions |  | Used in substation expansion |  | 540.3386 |  | 252.4804 | 0 | 115 | 0
4 | Shunt Capacitors | [5 empty] | 2006.8433 | 0 |  | 0
5 | Fiber optic cable on existing poles | /mile |  |  |  | 99 | 99 | 0 |  | 0
| Fiber optic cable on new poles | /mile |  |  |  | 134 | 134 | 0
6 | Single Circuit, Lattice Tower | /mile |  |  | 2897.3658 | 4578.5833 | 1815.3927 | 0 | 115 | 0 | 0
[5 empty] | 2897.3658 | 4578.5833 | 1815.3927 | 0 | 115 | 0 | 0
| Double Circuit, Strung on both sides, Lattice Tower | /mile |  |  | 4494.8333 | 9381.7495 | 2174.744
| Rebuild/reconductor existing single circuit line section - Metropolitan | /mile |  |  |  |  | 1381.7727 | 0 |  | 0
| Rebuild/reconductor existing double circuit line section - Metropolitan | /mile |  |  |  |  | 1454.8259 | 0 |  | 0
7 | Disconnect switches (incl. steel structures and foundations) |  |  |  | 3326.9104 | 19935.5969 | 105.461 | 0 | 115 | 0 |  | T&D Costs | 16597.3971
8 | Energy Storage |  |  |  |  | Base price
2024 | Battery Price (Power) | $/kW |  |  |  | 175 | #REF! | 614.4801 |  | #REF!
2024 | Battery Price (Energy) | $/kWh |  |  |  | 310 | #REF! | 1228.9601 |  | #REF!
2024 | Battery Price (Energy uprate) | $/kWh |  |  |  | 310 | #REF! | 1439.9227 |  | #REF!
[12 empty] | ESS-1 | #REF!
2030 | Battery Price (Power) | $/kW |  |  |  | #REF! | #REF! | 35.6537 |  | #REF!
2030 | Battery Price (Energy) | $/kWh |  |  |  | #REF! | #REF! | 71.3073 |  | #REF!
2030 | Battery Price (Energy uprate) | $/kWh |  |  |  | #REF! | #REF! | 289.6916 |  | #REF!
[12 empty] | ESS-2 | #REF!
[12 empty] | ESS-2 W escalation | #REF!
2035 | Battery Price (Power) | $/kW |  |  |  | #REF! | #REF! | 37.9282 |  | #REF!
2035 | Battery Price (Energy) | $/kWh |  |  |  | #REF! | #REF! | 75.8564 |  | #REF!
2035 | Battery Price (Energy uprate) | $/kWh |  |  |  | #REF! | #REF! | 302.1359 |  | #REF!
2035 | Inverter Replacement | $/kW | [5 empty] | 614.4801 |  | #REF! |  | ESS-3 | #REF!
[12 empty] | ESS-3 W escalation | #REF!
2040 | Battery Price (Power) | $/kW |  |  |  | #REF! | #REF! | 40.36 |  | #REF!
2040 | Battery Price (Energy) | $/kWh |  |  |  | #REF! | #REF! | 80.7199 |  | #REF!
2040 | Battery Price (Energy uprate) | $/kWh |  |  |  | #REF! | #REF! | 315.4008 |  | #REF!
2040 | Inverter Replacement | MW | [5 empty] | 35.6537 |  | #REF! |  | ESS-4 | #REF!
2040 | Battery Replacement | Cost in $ | [5 empty] | #REF! |  | #REF! |  | ESS-4 W escalation | #REF!
2045 | Battery Price (Power) | $/kW |  |  |  | #REF! | #REF! | 25.4529 |  | #REF!
2045 | Battery Price (Energy) | $/kWh |  |  |  | #REF! | #REF! | 50.9059 |  | #REF!
2045 | Battery Price (Energy uprate) | $/kWh |  |  |  | #REF! | #REF! | 290.8851 |  | #REF!
2045 | Inverter Replacement | MW | [5 empty] | 37.9282 |  | #REF!
2045 | Battery Replacement | Cost in $ | [5 empty] | #REF! |  | #REF!
[12 empty] | ESS-5 | #REF!
[12 empty] | ESS-5 w escalation | #REF!
| Total Cost | [8 empty] | 917168.5652
| Total Cost with Contingency | [8 empty] | #REF!
| Total Cost with SCE Escalation Rate | [8 empty] | #REF!
Factor Amounts: |  |  |  |  | Low Impact factors: |  |  | Medium Impact factors: |  |  | High Impact factors:
| Terrain (CAISO per unit costs) |  |  |  | 1.0X to 1.25X |  |  | 1.35X to 1.50X |  |  | 2.0X to 3.0X
| Terrain (User specified) |  |  |  |  | 1.25 |  |  | 1.5 |  |  | 2
| Population density (CAISO per unit costs) |  |  |  |  | 1.00X to 1.10X |  |  | 1.33X |  |  | 1.67X
| Population density(User specified) |  |  |  |  | 1.1 |  |  | 1.33 |  |  | 1.67
| Weather study (CAISO per unit costs) |  |  |  |  | 1.35X |  |  | 1.45X |  |  | 1.60X
| Weather study(User specified) |  |  |  |  | 1.35 |  |  | 1.45 |  |  | 1.6
| Factor Type |  |  | Explanation of Factor issues and Factor multipliers
| Terrain |  |  | Going from flat to mountainous terrain increases the cost of a transmission line. Terrain influences where structures are located, how many structures will be required and which type (strength) of structures will be required. As terrain becomes more rugged, access to the site and construction also gets more complex.
| Population density |  |  | Population and land use effect the cost of a transmission line. Structure quantities may be increased and/or made taller in more populated areas for aesthetic purposes, EMF mitigation efforts or due to crossings. Construction activities may also be impacted by physical constraints and work hour restrictions.
| Weather study |  |  | Transmission line costs increase as weather loading conditions increase. Wind and ice increase the loading on transmission structures which may require stronger structure types or an increased number of structures to reduce the span lengths.
[5 empty] | 2018 | 2019 | 2020 | 2021 | 2022 | 2023 | 2024 | 2025 | 2026 | 2027 | 2028 | 2030 and beyond
|  |  |  | Escalation Rate | 2.696% | 2.138% | 2.556% | 2.352% | 2.287% | 2.333% | 2.249% | 2.332% | 2.295% | 2.01% | 2.212% | 0.023
|  |  |  | Escalation Factors | 1 | 1.0214 | 1.0475 | 1.0721 | 1.0966 | 1.1222 | 1.1475 | 1.1742 | 1.2012 | 1.2253 | 1.2524 | 1.2812
| Contingency Factor |  | #REF!
| Contingency Factor for battery | Power | #REF!
|  | Energy | #REF!
Notes
| Contingency Factor included to account for the following considerations |  |  |  | 2018: The SDGE project has been ranked as high impact due to terrain and population, primarily driven by the complications associated with traversing the Pechanga Reservation
o Review of customer/developer existing and proposed plans (i.e. surveyed base map, street/land
improvements, profiles, grading, overhead & underground utilities, temp construction roads &
laydown/staging yards, etc.)
o Property rights study
o Right-of-way improvements/acquisitions (i.e. easements, access/maintenance roads, grading, etc.)
o GO 131-D engineering/permitting per CEQA requirements
o Non-GO 131-D Permitting (i.e. Railroad, City, County, State, Federal Agency, etc.)
o Governing regulation impacts (i.e. CPUC, FERC, OSHA, etc.)
o Environmental study and mitigations
o EMF study and potential reduction mitigations as required by the CPUC
o Geotechnical investigation and mitigations
o Surveys
o Potholing
o Traffic plans/control
o Concrete and/or asphalt repairs
o Associated SCE Substation work (i.e. breaker replacements, switch-rack position relocations, etc.)
o Associated SCE Distribution voltage under-build work (i.e. 16 kV, 12 kV, 4 kV, and secondary
conductors)
o Associated SCE Telecommunication under-build work
o Associated 3rd Party Joint Owners and renters/tenants under-build work (i.e. cable TV,
communication cable, fiber optic, etc.)
o Conflicts associated with other projects in the same geographical area or electrical system
o Availability of line outages required for construction
Unit costs exclude Licensing.
| ESS O&M | #REF! | $/kWh
| + | 1% | of EPC Cost |  | 2020: Add contingency for battery value
| Price Escalation | 2.5% |  |  | 2020: Battery cost reduction = 0%, global factor, and what it changes
| T&D Annual OPEX | #REF! |  |  | 2020: Include 2% into battery price escalation
| Inverter Replacement Cost | #REF! | $/kWh |  | 2020: Make the significant digits, 1000$ of dollars
| Battery Replacement Cost | #REF! | % Capex |  | 2020: shift it to 99 instead of 90, not take actual MW
| Annual Battery Cost Change | #REF!
| Price Stabizes in | #REF!
| Calendar Time (Year) | 2022 | 2023 | 2024 | 2025 | 2026 | 2027 | 2028 | 2029 | 2030 | 2031 | 2032 | 2033 | 2034 | 2035 | 2036 | 2037 | 2038 | 2039 | 2040 | 2041 | 2042 | 2043 | 2044 | 2045 | 2046 | 2047 | 2048
| O&M ESS | #REF! | #REF! | #REF! | #REF! | #REF! | #REF! | #REF! | #REF! | #REF! | #REF! | #REF! | #REF! | #REF! | #REF! | #REF! | #REF! | #REF! | #REF! | #REF! | #REF! | #REF! | #REF! | #REF! | #REF! | #REF! | #REF! | #REF!
| O&M ESS Augment | 0 | 0 | 0 | 0 | 0 | 0 | 0 | 0 | #REF! | 0 | 0 | 0 | 0 | #REF! | 0 | 0 | 0 | 0 | #REF! | 0 | 0 | 0 | 0 | #REF! | 0 | 0 | 0
| O&M T&D | #REF! | #REF! | #REF! | #REF! | #REF! | #REF! | #REF! | #REF! | #REF! | #REF! | #REF! | #REF! | #REF! | #REF! | #REF! | #REF! | #REF! | #REF! | #REF! | #REF! | #REF! | #REF! | #REF! | #REF! | #REF! | #REF! | #REF!
| Total O&M Costs | #REF! | #REF! | #REF! | #REF! | #REF! | #REF! | #REF! | #REF! | #REF! | #REF! | #REF! | #REF! | #REF! | #REF! | #REF! | #REF! | #REF! | #REF! | #REF! | #REF! | #REF! | #REF! | #REF! | #REF! | #REF! | #REF! | #REF!
| Initial CapEx costs | #REF! | 0 | 0 | 0 | 0 | 0 | 0 | 0 | 0 | 0 | 0 | 0 | 0 | 0 | 0 | 0 | 0 | 0 | 0 | 0 | 0 | 0 | 0 | 0 | 0 | 0 | 0
| Incremental costs | 0 | 0 | 0 | 0 | 0 | 0 | 0 | 0 | #REF! | 0 | 0 | 0 | 0 | #REF! | 0 | 0 | 0 | 0 | #REF! | 0 | 0 | 0 | 0 | #REF! | 0 | 0 | 0
| Total Costs | #REF! | #REF! | #REF! | #REF! | #REF! | #REF! | #REF! | #REF! | #REF! | #REF! | #REF! | #REF! | #REF! | #REF! | #REF! | #REF! | #REF! | #REF! | #REF! | #REF! | #REF! | #REF! | #REF! | #REF! | #REF! | #REF! | #REF!
| NPV | #REF! 2022: #REF!
| Aggregate | #REF! 2022: #REF!
|  | 2022 | 2023 | 2024 | 2025 | 2026 | 2027 | 2028 | 2029 | 2030 | 2031 | 2032 | 2033 | 2034 | 2035 | 2036 | 2037 | 2038 | 2039 | 2040 | 2041 | 2042 | 2043 | 2044 | 2045 | 2046 | 2047 | 2048
| MW | 561.8036 | 6.3057 | 6.3833 | 6.4619 | 6.5415 | 6.6222 | 6.704 | 6.7869 | 6.8709 | 6.9559 | 7.0422 | 7.1296 | 7.2181 | 7.3079 | 7.3988 | 7.491 | 7.5844 | 7.679 | 7.775 | 7.8722 | 7.9708 | 8.0706 | 8.1719 | 8.2745 | 8.3784 | 8.4838 | 8.5907
| MWh | 2247.2144 | 25.223 | 25.5332 | 25.8476 | 26.1662 | 26.489 | 26.8161 | 27.1475 | 27.4834 | 27.8238 | 28.1687 | 28.5182 | 28.8725 | 29.2314 | 29.5952 | 29.9639 | 30.3375 | 30.7162 | 31.0999 | 31.4889 | 31.8831 | 32.2826 | 32.6875 | 33.0978 | 33.5138 | 33.9354 | 34.3627
| MWh uprate | 2292.1587 | 70.6717 | 71.4926 | 72.324 | 73.1658 | 74.0184 | 74.8818 | 75.7563 | 76.6418 | 77.5387 | 78.447 | 79.3669 | 80.2985 | 81.2421 | 82.1978 | 83.1658 | 84.1462 | 85.1391 | 86.1449 | 87.1636 | 88.1955 | 89.2406 | 90.2993 | 91.3716 | 92.4578 | 93.5581 | 94.6726
| Battery price | 175 | 175 | 175 | 175 | 175 | 175 | 175 | 175 | 142.6902 | 142.6902 | 142.6902 | 142.6902 | 142.6902 | 142.6902 | 142.6902 | 142.6902 | 142.6902 | 142.6902 | 142.6902 | 142.6902 | 142.6902 | 142.6902 | 142.6902 | 142.6902 | 142.6902 | 142.6902 | 142.6902
| Energy price | 350 | 350 | 350 | 350 | 350 | 350 | 350 | 350 | 285.3804 | 285.3804 | 285.3804 | 285.3804 | 285.3804 | 285.3804 | 285.3804 | 285.3804 | 285.3804 | 285.3804 | 285.3804 | 285.3804 | 285.3804 | 285.3804 | 285.3804 | 285.3804 | 285.3804 | 285.3804 | 285.3804
| Inverter replacement MW | [10 empty] | 561.8036 | 6.3057 | 6.3833 | 6.4619 | 6.5415 | 6.6222 | 6.704 | 6.7869 | 6.8709 | 6.9559 | 7.0422 | 7.1296 | 7.2181 | 7.3079 | 7.3988 | 7.491 | 7.5844
| Battery costs | 900571.1681 | 25838.6001 | 26139.4969 | 26444.2174 | 26752.8139 | 27065.3395 | 27381.848 | 27702.3942 | 22852.4778 | 23120.563 | 23392.0779 | 23667.0699 | 23945.5868 | 24227.6772 | 24513.3906 | 24802.7769 | 25095.887 | 25392.7725 | 25693.4855 | 25998.0794 | 26306.6078 | 26619.1255 | 26935.688 | 27256.3515 | 27581.1733 | 27910.2112 | 28243.5242
| Inverter replacement costs | [10 empty] | 80163.8802 | 899.7673 | 910.835 | 922.0497 | 933.4136 | 944.9288 | 956.5973 | 968.4214 | 980.4034 | 992.5454 | 1004.8497 | 1017.3187 | 1029.9547 | 1042.7601 | 1055.7374 | 1068.889 | 1082.2173
| Initial CapEx costs | #REF! 2022: #REF!
| Battery replacement costs | #REF! 2042: 450285.5841; #REF! 2043: 12919.3; #REF! 2044: 13069.7484; #REF! 2045: 13222.1087; #REF! 2046: 13376.4069; #REF! 2047: 13532.6697; #REF! 2048: 13690.924
| O&M ESS | #REF! | #REF! | #REF! | #REF! | #REF! | #REF! | #REF! | #REF! | #REF! | #REF! | #REF! | #REF! | #REF! | #REF! | #REF! | #REF! | #REF! | #REF! | #REF! | #REF! | #REF! | #REF! | #REF! | #REF! | #REF! | #REF! | #REF!
| O&M ESS Augment |  | #REF! | #REF! | #REF! | #REF! | #REF! | #REF! | #REF! | #REF! | #REF! | #REF! | #REF! | #REF! | #REF! | #REF! | #REF! | #REF! | #REF! | #REF! | #REF! | #REF! | #REF! | #REF! | #REF! | #REF! | #REF! | #REF!
| Total O&M Costs | #REF! | #REF! | #REF! | #REF! | #REF! | #REF! | #REF! | #REF! | #REF! | #REF! | #REF! | #REF! | #REF! | #REF! | #REF! | #REF! | #REF! | #REF! | #REF! | #REF! | #REF! | #REF! | #REF! | #REF! | #REF! | #REF! | #REF!
| Total costs | #REF! | #REF! | #REF! | #REF! | #REF! | #REF! | #REF! | #REF! | #REF! | #REF! | #REF! | #REF! | #REF! | #REF! | #REF! | #REF! | #REF! | #REF! | #REF! | #REF! | #REF! | #REF! | #REF! | #REF! | #REF! | #REF! | #REF!
| NPV | #REF! 2022: #REF!
| Aggregate | #REF! 2022: #REF!

## 17 - Cost Benefit (hidden)
|  | Component | 2022 | 2023 | 2024 | 2025 | 2026 | 2027 | 2028 | 2029 | 2030 | 2031 | 2032 | 2033 | 2034 | 2035 | 2036 | 2037 | 2038 | 2039 | 2040 | 2041 | 2042 | 2043 | 2044 | 2045 | 2046 | 2047 | 2048
| Baseline | Losses (MWh) | 49667 | 50103.7904 | 50540.5808 | 50977.3712 | 51414.1615 | 51850.9519 | 52287.7423 | 52724.5327 | 53161.3231 | 53598.1135 | 54034.9038 | 54471.6942 | 54908.4846 | 55345.275 | 55782.0654 | 56218.8558 | 56655.6462 | 57092.4365 | 57529.2269 | 57966.0173 | 58402.8077 | 58839.5981 | 59276.3885 | 59713.1788 | 60149.9692 | 60586.7596 | 61023.55
N-1 |  | EENS | 10 | 20.5 | 29.88 | 39.26 | 48.64 | 58.02 | 67.4 | 91.45 | 115.5 | 139.55 | 163.6 | 249.4667 | 335.3333 | 421.2 | 507.0667 | 592.9333 | 678.8 | 893.22 | 1107.64 | 1322.06 | 1536.48 | 1595.6 | 1841.08 | 2086.56 | 2332.04 | 2577.52 | 2823
N-1 |  | IP | 2 | 3 | 4.68 | 6.36 | 8.04 | 9.72 | 11.4 | 13.2 | 15 | 16.8 | 18.6 | 21.35 | 24.1 | 26.85 | 29.6 | 32.35 | 35.1 | 37.14 | 39.18 | 41.22 | 43.26 | 45.3 | 49.92 | 54.54 | 59.16 | 63.78 | 68.4
N-1 |  | SAIDI | 0.084812 | 0.24283 | 0.34046 | 0.43809 | 0.53572 | 0.63335 | 0.73098 | 1.1655 | 1.5999 | 2.0344 | 2.4689 | 6.1188 | 9.7688 | 13.4187 | 17.0687 | 20.7186 | 24.3686 | 38.1776 | 51.9865 | 65.7955 | 79.6045 | 93.4135 | 125.5074 | 157.6012 | 189.6951 | 221.789 | 253.8829
N-1 |  | SAIFI | 0.006058 | 0.017772 | 0.025047 | 0.032322 | 0.039597 | 0.046872 | 0.054147 | 0.073799 | 0.093451 | 0.1131 | 0.13275 | 0.20938 | 0.286 | 0.36262 | 0.43924 | 0.51587 | 0.59249 | 0.75647 | 0.92046 | 1.0844 | 1.2484 | 1.4124 | 1.6369 | 1.8614 | 2.0859 | 2.3103 | 2.5348
N-1 |  | PFD | 14 | 21 | 23.2 | 25.4 | 27.6 | 29.8 | 32 | 35.75 | 39.5 | 43.25 | 47 | 53.8333 | 60.6667 | 67.5 | 74.3333 | 81.1667 | 88 | 94.4 | 100.8 | 107.2 | 113.6 | 120 | 126.6 | 133.2 | 139.8 | 146.4 | 153
N-1 |  | Available Flex-1 | #REF! | #REF! | #REF! | #REF! | #REF! | #REF! | #REF! | #REF! | #REF! | #REF! | #REF! | #REF! | #REF! | #REF! | #REF! | #REF! | #REF! | #REF! | #REF! | #REF! | #REF! | #REF! | #REF! | #REF! | #REF! | #REF! | #REF!
N-1 |  | Available Flex-2 | #REF! | #REF! | #REF! | #REF! | #REF! | #REF! | #REF! | #REF! | #REF! | #REF! | #REF! | #REF! | #REF! | #REF! | #REF! | #REF! | #REF! | #REF! | #REF! | #REF! | #REF! | #REF! | #REF! | #REF! | #REF! | #REF! | #REF!
N-0 |  | EENS | 22.2 | 65.8 | 102.72 | 139.64 | 176.56 | 213.48 | 250.4 | 348.675 | 446.95 | 545.225 | 643.5 | 904.9167 | 1166.3333 | 1427.75 | 1689.1667 | 1950.5833 | 2212 | 2606.48 | 3000.96 | 3395.44 | 3789.92 | 4184.4 | 4609.44 | 5034.48 | 5459.52 | 5884.56 | 6309.6
N-0 |  | IP | 13 | 27 | 34.52 | 42.04 | 49.56 | 57.08 | 64.6 | 75.025 | 85.45 | 95.875 | 106.3 | 120.25 | 134.2 | 148.15 | 162.1 | 176.05 | 190 | 201.2 | 212.4 | 223.6 | 234.8 | 246 | 254.48 | 262.96 | 271.44 | 279.92 | 288.4
N-0 |  | SAIDI | 0.047254 | 0.28012 | 0.59718 | 0.91425 | 1.2313 | 1.5484 | 1.8655 | 3.7961 | 5.7267 | 7.6574 | 9.588 | 22.5073 | 35.4267 | 48.346 | 61.2653 | 74.1847 | 87.104 | 116.8885 | 146.6729 | 176.4574 | 206.2418 | 236.0263 | 292.2337 | 348.4411 | 404.6486 | 460.856 | 517.0634
N-0 |  | SAIFI | 0.023627 | 0.070029 | 0.10932 | 0.14861 | 0.18791 | 0.2272 | 0.26649 | 0.37108 | 0.47567 | 0.58027 | 0.68486 | 0.96307 | 1.2413 | 1.5195 | 1.7977 | 2.0759 | 2.3542 | 2.774 | 3.1938 | 3.6137 | 4.0335 | 4.4533 | 4.9057 | 5.358 | 5.8104 | 6.2628 | 6.7151
N-0 |  | PFD | 2 | 4 | 4.6 | 5.2 | 5.8 | 6.4 | 7 | 8.75 | 10.5 | 12.25 | 14 | 17.8333 | 21.6667 | 25.5 | 29.3333 | 33.1667 | 37 | 40.2 | 43.4 | 46.6 | 49.8 | 53 | 57.8 | 62.6 | 67.4 | 72.2 | 77
|  | Component | 2022 | 2023 | 2024 | 2025 | 2026 | 2027 | 2028 | 2029 | 2030 | 2031 | 2032 | 2033 | 2034 | 2035 | 2036 | 2037 | 2038 | 2039 | 2040 | 2041 | 2042 | 2043 | 2044 | 2045 | 2046 | 2047 | 2048
| 30% Distributed Energy Storage | Losses (MWh) | 38659.7 | 39104.55 | 39252.8333 | 39104.55 | 39703.4761 | 40302.4022 | 40901.3283 | 41500.2543 | 42099.1804 | 42698.1065 | 43297.0326 | 43895.9587 | 44494.8848 | 45093.8109 | 45692.737 | 46291.663 | 46890.5891 | 47489.5152 | 48088.4413 | 48687.3674 | 49286.2935 | 49885.2196 | 50484.1457 | 51083.0717 | 51681.9978 | 52280.9239 | 52879.85
N-1 |  | EENS | 0 | 0 | 0 | 0 | 0 | 0 | 0 | 0 | 0 | 0 | 0 | 0 | 0 | 0 | 0 | 0 | 0 | 0 | 0 | 0 | 0 | 0 | 0 | 0
N-1 |  | IP | 0 | 0 | 0 | 0 | 0 | 0 | 0 | 0 | 0 | 0 | 0 | 0 | 0 | 0 | 0 | 0 | 0 | 0 | 0 | 0 | 0 | 0 | 0 | 0
N-1 |  | SAIDI | 0 | 0 | 0 | 0 | 0 | 0 | 0 | 0 | 0 | 0 | 0 | 0 | 0 | 0 | 0 | 0 | 0 | 0 | 0 | 0 | 0 | 0 | 0 | 0
N-1 |  | SAIFI | 0 | 0 | 0 | 0 | 0 | 0 | 0 | 0 | 0 | 0 | 0 | 0 | 0 | 0 | 0 | 0 | 0 | 0 | 0 | 0 | 0 | 0 | 0 | 0
N-1 |  | PFD | 0 | 0 | 0 | 0 | 0 | 0 | 0 | 0 | 0 | 0 | 0 | 0 | 0 | 0 | 0 | 0 | 0 | 0 | 0 | 0 | 0 | 0 | 0 | 0
N-1 |  | Available Flex-1 | 8.07 | 484.212 | 960.354 | 1436.496 | 1912.638 | 2388.7801 | 2864.9221 | 3341.0641 | 3817.2061 | 4293.3481 | 4769.4901 | 5245.6321 | 5721.7741 | 6197.9162 | 6674.0582 | 7150.2002 | 7626.3422 | 8102.4842 | 8578.6262 | 9054.7682 | 9530.9102 | 10007.0522 | 10483.1943 | 10959.3363 | 11435.4783 | 11911.6203 | 12387.7623
N-1 |  | Available Flex-2 | 0 | 0 | 0 | 0 | 0 | 0 | 0 | 0 | 0 | 0 | 0 | 0 | 0 | 0 | 0 | 0 | 0 | 0 | 0 | 0 | 0 | 0 | 0 | 0 | 0 | 0 | 0
N-0 |  | EENS | 0 | 0 | 0 | 0 | 0 | 0 | 0 | 0 | 0 | 0 | 0 | 0 | 0 | 0 | 0 | 0 | 0 | 0 | 0 | 0 | 0 | 0 | 0 | 0 | 0 | 0 | 0
N-0 |  | IP | 0 | 0 | 0 | 0 | 0 | 0 | 0 | 0 | 0 | 0 | 0 | 0 | 0 | 0 | 0 | 0 | 0 | 0 | 0 | 0 | 0 | 0 | 0 | 0 | 0 | 0 | 0
N-0 |  | SAIDI | 0 | 0 | 0 | 0 | 0 | 0 | 0 | 0 | 0 | 0 | 0 | 0 | 0 | 0 | 0 | 0 | 0 | 0 | 0 | 0 | 0 | 0 | 0 | 0 | 0 | 0 | 0
N-0 |  | SAIFI | 0 | 0 | 0 | 0 | 0 | 0 | 0 | 0 | 0 | 0 | 0 | 0 | 0 | 0 | 0 | 0 | 0 | 0 | 0 | 0 | 0 | 0 | 0 | 0 | 0 | 0 | 0
N-0 |  | PFD | 0 | 0 | 0 | 0 | 0 | 0 | 0 | 0 | 0 | 0 | 0 | 0 | 0 | 0 | 0 | 0 | 0 | 0 | 0 | 0 | 0 | 0 | 0 | 0 | 0 | 0 | 0
|  | LMP | 40 | 41 | 42.025 | 43.0756 | 44.1525 | 45.2563 | 46.3877 | 47.5474 | 48.7361 | 49.9545 | 51.2034 | 52.4835 | 53.7956 | 55.1404 | 56.519 | 57.9319 | 59.3802 | 60.8647 | 62.3863 | 63.946 | 65.5447 | 67.1833 | 68.8629 | 70.5844 | 72.349 | 74.1578 | 76.0117
Comparison to Baseline
| NPV of benefit | Component |  |  |  | 2025 | 2026 | 2027 | 2028 | 2029 | 2030 | 2031 | 2032 | 2033 | 2034 | 2035 | 2036 | 2037 | 2038 | 2039 | 2040 | 2041 | 2042 | 2043 | 2044 | 2045 | 2046 | 2047 | 2048
| 99746.9179 | Losses (MWh) | 11007.3 | 10999.2404 | 11287.7474 | 11872.8212 | 11710.6855 | 11548.5497 | 11386.414 | 11224.2783 | 11062.1426 | 10900.0069 | 10737.8712 | 10575.7355 | 10413.5998 | 10251.4641 | 10089.3284 | 9927.1927 | 9765.057 | 9602.9213 | 9440.7856 | 9278.6499 | 9116.5142 | 8954.3785 | 8792.2428 | 8630.1071 | 8467.9714 | 8305.8357 | 8143.7
| 4839586.7232 | Losses ($) | 440292 | 450968.8558 | 474367.586 | 511429.1917 | 517056.2224 | 522644.9613 | 528189.9771 | 533685.5905 | 539125.8659 | 544504.6016 | 549815.3203 | 555051.2597 | 560205.3614 | 565270.2612 | 570238.2776 | 575101.4009 | 579851.2815 | 584479.2177 | 588976.1437 | 593332.6165 | 597538.8028 | 601584.4655 | 605458.9496 | 609151.1677 | 612649.5848 | 615942.2033 | 619016.5467
N-1 | 3054.0879 | EENS | 10 | 20.5 | 29.88 | 39.26 | 48.64 | 58.02 | 67.4 | 91.45 | 115.5 | 139.55 | 163.6 | 249.4667 | 335.3333 | 421.2 | 507.0667 | 592.9333 | 678.8 | 893.22 | 1107.64 | 1322.06 | 1536.48 | 1595.6 | 1841.08 | 2086.56 | 2332.04 | 2577.52 | 2823
N-1 | 153.6922 | IP | 2 | 3 | 4.68 | 6.36 | 8.04 | 9.72 | 11.4 | 13.2 | 15 | 16.8 | 18.6 | 21.35 | 24.1 | 26.85 | 29.6 | 32.35 | 35.1 | 37.14 | 39.18 | 41.22 | 43.26 | 45.3 | 49.92 | 54.54 | 59.16 | 63.78 | 68.4
N-1 | 159.3784 | SAIDI | 0.084812 | 0.24283 | 0.34046 | 0.43809 | 0.53572 | 0.63335 | 0.73098 | 1.1655 | 1.5999 | 2.0344 | 2.4689 | 6.1188 | 9.7688 | 13.4187 | 17.0687 | 20.7186 | 24.3686 | 38.1776 | 51.9865 | 65.7955 | 79.6045 | 93.4135 | 125.5074 | 157.6012 | 189.6951 | 221.789 | 253.8829
N-1 | 2.6253 | SAIFI | 0.006058 | 0.017772 | 0.025047 | 0.032322 | 0.039597 | 0.046872 | 0.054147 | 0.073799 | 0.093451 | 0.1131 | 0.13275 | 0.20938 | 0.286 | 0.36262 | 0.43924 | 0.51587 | 0.59249 | 0.75647 | 0.92046 | 1.0844 | 1.2484 | 1.4124 | 1.6369 | 1.8614 | 2.0859 | 2.3103 | 2.5348
N-1 | 431.1952 | PFD | 14 | 21 | 23.2 | 25.4 | 27.6 | 29.8 | 32 | 35.75 | 39.5 | 43.25 | 47 | 53.8333 | 60.6667 | 67.5 | 74.3333 | 81.1667 | 88 | 94.4 | 100.8 | 107.2 | 113.6 | 120 | 126.6 | 133.2 | 139.8 | 146.4 | 153
N-1 | #REF! | Available Flex-1 | #REF! | #REF! | #REF! | #REF! | #REF! | #REF! | #REF! | #REF! | #REF! | #REF! | #REF! | #REF! | #REF! | #REF! | #REF! | #REF! | #REF! | #REF! | #REF! | #REF! | #REF! | #REF! | #REF! | #REF! | #REF! | #REF! | #REF!
N-1 | #REF! | Available Flex-2 | #REF! | #REF! | #REF! | #REF! | #REF! | #REF! | #REF! | #REF! | #REF! | #REF! | #REF! | #REF! | #REF! | #REF! | #REF! | #REF! | #REF! | #REF! | #REF! | #REF! | #REF! | #REF! | #REF! | #REF! | #REF! | #REF! | #REF!
N-0 | 8657.5453 | EENS | 22.2 | 65.8 | 102.72 | 139.64 | 176.56 | 213.48 | 250.4 | 348.675 | 446.95 | 545.225 | 643.5 | 904.9167 | 1166.3333 | 1427.75 | 1689.1667 | 1950.5833 | 2212 | 2606.48 | 3000.96 | 3395.44 | 3789.92 | 4184.4 | 4609.44 | 5034.48 | 5459.52 | 5884.56 | 6309.6
N-0 | 853.0526 | IP | 13 | 27 | 34.52 | 42.04 | 49.56 | 57.08 | 64.6 | 75.025 | 85.45 | 95.875 | 106.3 | 120.25 | 134.2 | 148.15 | 162.1 | 176.05 | 190 | 201.2 | 212.4 | 223.6 | 234.8 | 246 | 254.48 | 262.96 | 271.44 | 279.92 | 288.4
N-0 | 404.2317 | SAIDI | 0.047254 | 0.28012 | 0.59718 | 0.91425 | 1.2313 | 1.5484 | 1.8655 | 3.7961 | 5.7267 | 7.6574 | 9.588 | 22.5073 | 35.4267 | 48.346 | 61.2653 | 74.1847 | 87.104 | 116.8885 | 146.6729 | 176.4574 | 206.2418 | 236.0263 | 292.2337 | 348.4411 | 404.6486 | 460.856 | 517.0634
N-0 | 9.214 | SAIFI | 0.023627 | 0.070029 | 0.10932 | 0.14861 | 0.18791 | 0.2272 | 0.26649 | 0.37108 | 0.47567 | 0.58027 | 0.68486 | 0.96307 | 1.2413 | 1.5195 | 1.7977 | 2.0759 | 2.3542 | 2.774 | 3.1938 | 3.6137 | 4.0335 | 4.4533 | 4.9057 | 5.358 | 5.8104 | 6.2628 | 6.7151
N-0 | 146.7926 | PFD | 2 | 4 | 4.6 | 5.2 | 5.8 | 6.4 | 7 | 8.75 | 10.5 | 12.25 | 14 | 17.8333 | 21.6667 | 25.5 | 29.3333 | 33.1667 | 37 | 40.2 | 43.4 | 46.6 | 49.8 | 53 | 57.8 | 62.6 | 67.4 | 72.2 | 77
Monetized Benefits for Alternative
Residential | Cost of Reliability (N-1) | $/kWh | 4.4933 | 4.6057 | 4.7208 | 4.8388 | 4.9598 | 5.0838 | 5.2109 | 5.3412 | 5.4747 | 5.6115 | 5.7518 | 5.8956 | 6.043 | 6.1941 | 6.349 | 6.5077 | 6.6704 | 6.8371 | 7.0081 | 7.1833 | 7.3628 | 7.5469 | 7.7356 | 7.929 | 8.1272 | 8.3304 | 8.5386
Residential | Cost of Reliability (N-0) | $/kWh | 3.792 | 3.8868 | 3.984 | 4.0836 | 4.1857 | 4.2903 | 4.3976 | 4.5075 | 4.6202 | 4.7357 | 4.8541 | 4.9754 | 5.0998 | 5.2273 | 5.358 | 5.4919 | 5.6292 | 5.77 | 5.9142 | 6.0621 | 6.2136 | 6.369 | 6.5282 | 6.6914 | 6.8587 | 7.0302 | 7.2059
Commerical | Cost of Reliability (N-1) | $/kWh | 166.5977 | 170.7626 | 175.0317 | 179.4075 | 183.8927 | 188.49 | 193.2022 | 198.0323 | 202.9831 | 208.0577 | 213.2591 | 218.5906 | 224.0553 | 229.6567 | 235.3981 | 241.2831 | 247.3152 | 253.4981 | 259.8355 | 266.3314 | 272.9897 | 279.8144 | 286.8098 | 293.98 | 301.3295 | 308.8628 | 316.5843
Commerical | Cost of Reliability (N-0) | $/kWh | 153.8372 | 157.6831 | 161.6252 | 165.6658 | 169.8075 | 174.0527 | 178.404 | 182.8641 | 187.4357 | 192.1216 | 196.9246 | 201.8477 | 206.8939 | 212.0663 | 217.3679 | 222.8021 | 228.3722 | 234.0815 | 239.9335 | 245.9319 | 252.0802 | 258.3822 | 264.8417 | 271.4628 | 278.2493 | 285.2056 | 292.3357
Residential (N-1) | EENS | #REF! | #REF! | #REF! | #REF! | #REF! | #REF! | #REF! | #REF! | #REF! | #REF! | #REF! | #REF! | #REF! | #REF! | #REF! | #REF! | #REF! | #REF! | #REF! | #REF! | #REF! | #REF! | #REF! | #REF! | #REF! | #REF! | #REF! | #REF!
Commerical(N-1) | EENS | #REF! | #REF! | #REF! | #REF! | #REF! | #REF! | #REF! | #REF! | #REF! | #REF! | #REF! | #REF! | #REF! | #REF! | #REF! | #REF! | #REF! | #REF! | #REF! | #REF! | #REF! | #REF! | #REF! | #REF! | #REF! | #REF! | #REF! | #REF!
Aggregate | EENS | #REF! | #REF! | #REF! | #REF! | #REF! | #REF! | #REF! | #REF! | #REF! | #REF! | #REF! | #REF! | #REF! | #REF! | #REF! | #REF! | #REF! | #REF! | #REF! | #REF! | #REF! | #REF! | #REF! | #REF! | #REF! | #REF! | #REF! | #REF!
Residential (N-0) | EENS | #REF! | #REF! | #REF! | #REF! | #REF! | #REF! | #REF! | #REF! | #REF! | #REF! | #REF! | #REF! | #REF! | #REF! | #REF! | #REF! | #REF! | #REF! | #REF! | #REF! | #REF! | #REF! | #REF! | #REF! | #REF! | #REF! | #REF! | #REF!
Commerical(N-0) | EENS | #REF! | #REF! | #REF! | #REF! | #REF! | #REF! | #REF! | #REF! | #REF! | #REF! | #REF! | #REF! | #REF! | #REF! | #REF! | #REF! | #REF! | #REF! | #REF! | #REF! | #REF! | #REF! | #REF! | #REF! | #REF! | #REF! | #REF! | #REF!
Aggregate | EENS | #REF! | #REF! | #REF! | #REF! | #REF! | #REF! | #REF! | #REF! | #REF! | #REF! | #REF! | #REF! | #REF! | #REF! | #REF! | #REF! | #REF! | #REF! | #REF! | #REF! | #REF! | #REF! | #REF! | #REF! | #REF! | #REF! | #REF! | #REF!
Residential (N-1) | Value for Flex-1 | #REF! | #REF! | #REF! | #REF! | #REF! | #REF! | #REF! | #REF! | #REF! | #REF! | #REF! | #REF! | #REF! | #REF! | #REF! | #REF! | #REF! | #REF! | #REF! | #REF! | #REF! | #REF! | #REF! | #REF! | #REF! | #REF! | #REF! | #REF!
Commerical(N-1) | Value for Flex-1 | #REF! | #REF! | #REF! | #REF! | #REF! | #REF! | #REF! | #REF! | #REF! | #REF! | #REF! | #REF! | #REF! | #REF! | #REF! | #REF! | #REF! | #REF! | #REF! | #REF! | #REF! | #REF! | #REF! | #REF! | #REF! | #REF! | #REF! | #REF!
Aggregate | Value for Flex-1 | #REF! | #REF! | #REF! | #REF! | #REF! | #REF! | #REF! | #REF! | #REF! | #REF! | #REF! | #REF! | #REF! | #REF! | #REF! | #REF! | #REF! | #REF! | #REF! | #REF! | #REF! | #REF! | #REF! | #REF! | #REF! | #REF! | #REF! | #REF!
Residential (N-1) | Value for Flex-2 | #REF! | #REF! | #REF! | #REF! | #REF! | #REF! | #REF! | #REF! | #REF! | #REF! | #REF! | #REF! | #REF! | #REF! | #REF! | #REF! | #REF! | #REF! | #REF! | #REF! | #REF! | #REF! | #REF! | #REF! | #REF! | #REF! | #REF! | #REF!
Commerical(N-1) | Value for Flex-2 | #REF! | #REF! | #REF! | #REF! | #REF! | #REF! | #REF! | #REF! | #REF! | #REF! | #REF! | #REF! | #REF! | #REF! | #REF! | #REF! | #REF! | #REF! | #REF! | #REF! | #REF! | #REF! | #REF! | #REF! | #REF! | #REF! | #REF! | #REF!
Aggregate | Value for Flex-2 | #REF! | #REF! | #REF! | #REF! | #REF! | #REF! | #REF! | #REF! | #REF! | #REF! | #REF! | #REF! | #REF! | #REF! | #REF! | #REF! | #REF! | #REF! | #REF! | #REF! | #REF! | #REF! | #REF! | #REF! | #REF! | #REF! | #REF! | #REF!
Aggregate |  | #REF! | #REF! | #REF! | #REF! | #REF! | #REF! | #REF! | #REF! | #REF! | #REF! | #REF! | #REF! | #REF! | #REF! | #REF! | #REF! | #REF! | #REF! | #REF! | #REF! | #REF! | #REF! | #REF! | #REF! | #REF! | #REF! | #REF! | #REF!
Project Cost |  | #REF!
Benefit-Cost Ratio |  | #REF!